## Equipment_List_with_PM636117768
2016-10-11 11:01
Wayne State University
Equipment List with PM
Tag # | Description |  |  | Location ID |  | Priority
| Manufacturer Name |  | Model # | Serial #
| Task Code |  | Task Description | Interval |  | Last PM Date
~DELETE~
026-SFF-001 | SIDE STREAM FILTERS Duplicate (Deactivated) |  |  | 026-00016.00
Harmsco
062-SPARE | Spare
062-Spare 2 | Spare
071-FILT-001* | Tower Water Sand Filter (DEACTIVATED) |  |  | 071-BASEMENT |  | 0
Everfilt
090-EXF-EB | Exhaust Fan (East Basement Exhaust) Old Lab Wing |  |  | 090-BSMNT |  | 0
| American Blower |  | 245 | 24511
| W847301 |  | PM - Fan, Centrifugal: Supply/Return/Exhaust Fan | 1 | Year | 2016-04-01
090-EXF-WB | Exhaust Fan (West Basement Exhaust) Old Lab Wing |  |  | 090-BSMNT |  | 0
| American Blower |  | 245 | 24511
| W847301 |  | PM - Fan, Centrifugal: Supply/Return/Exhaust Fan | 1 | Year | 2016-04-01
166-HEX-002 | Heat Exchanger 2, Condensate Tempering DEACTIVATED |  |  | 166-01074.00
| W835101 |  | PM - Heat Exchanger and Economizer | 6 | Month | 2016-05-01
166-HWP-003 | Heating Water Pump 3, Radiant Heating Loop DEACTIVATE |  |  | 166-01074.00
Bell & Gossett
50-BSG-003 | DUPLICATE --> SEE 050-BSG-001 |  |  | 050-00595.00 |  | 0
| Cleaver Brooks |  | CB 700-40-125HW | OL105548
603-SPARE | Duplicate Record ~DO NOT USE~ |  |  | 603-PENTHOUSE |  | 0
Seimens..
Total | [5 empty] | 10
Air Compressor
001-AIR-001 | Duplex Air Compressor |  |  | 001-SUB D |  | 1
| Landis & GYR |  | 12DNSE
| W841202 |  | PM - Air Compressor, Reciprocating 5-40 H.P. | 6 | Month | 2016-07-01
003-AIR-001 | Lab Air Compressor 1 |  |  | 003-00027.00 |  | 1
| Speedaire |  | 1WD88 | L0000302
| W841202 |  | PM - Air Compressor, Reciprocating 5-40 H.P. | 6 | Month | 2016-07-01
003-AIR-003 | Control Air Compressor |  |  | 003-00027.00 |  | 1
| Speedaire |  | 1WD82 | L000065
| W841202 |  | PM - Air Compressor, Reciprocating 5-40 H.P. | 6 | Month | 2016-07-01
003-AIR-004 | Boiler Room Air Compressor |  |  | 003-00195.00 |  | 1
| Curtis |  | 8DF4AD
| W841202 |  | PM - Air Compressor, Reciprocating 5-40 H.P. | 6 | Month | 2016-07-01
005-AIR-001 | Control & Lab Air Compressor |  |  | 005-00002.00 |  | 1
| Air Compressor Products |  | ACP-C5B-512DP3 | 789-A657
| W841202 |  | PM - Air Compressor, Reciprocating 5-40 H.P. | 6 | Month | 2016-02-01
006-AIR-001 | Lab & Control Air Compressor 1 |  |  | 006-00018.00 |  | 1
| Quincy |  | QT5QCB | 6046207
| W841202 |  | PM - Air Compressor, Reciprocating 5-40 H.P. | 6 | Month | 2016-08-01
006-AIR-002 | Lab Air Compressor 2 |  |  | 006-00018.00 |  | 1
| Quincy |  | QMBFACA32C | 82488
| W841202 |  | PM - Air Compressor, Reciprocating 5-40 H.P. | 6 | Month | 2016-08-01
007-AIR-005 | Penthouse Control Air Compressor 5, North End |  |  | 007-PENTHOUSE |  | 1
| Quincy |  | QT7QCB | BMQT7QCBDT-433013
| W841202 |  | PM - Air Compressor, Reciprocating 5-40 H.P. | 6 | Month | 2016-08-01
007-AIR-006 | Penthouse Control Air Compressor 5, North End |  |  | 007-PENTHOUSE |  | 1
| Quincy |  | QT05020D00153 | 20050509-132
007-AIR-008 | Main Air Compressor, Chemistry Air System 8 |  |  | 007-SB47 |  | 1
Quincy
| W841202 |  | PM - Air Compressor, Reciprocating 5-40 H.P. | 6 | Month | 2016-08-01
007-AIR-009 | Main Air Compressor, Chemistry Air System 9 |  |  | 007-SB47 |  | 1
Quincy
| W841202 |  | PM - Air Compressor, Reciprocating 5-40 H.P. | 6 | Month | 2016-08-01
016-AIR-002 | Air Compressor 2 (Room B24) |  |  | 016-00024.00 |  | 1
| Speedaire |  | 5F231B | L4/25/97-01034
| W841202 |  | PM - Air Compressor, Reciprocating 5-40 H.P. | 6 | Month | 2016-05-01
016-AIR-003 | Air Compressor 3 (Room 15) |  |  | 016-00015.00 |  | 1
| W841202 |  | PM - Air Compressor, Reciprocating 5-40 H.P. | 6 | Month | 2016-05-01
022-AIR-001 | Air Compressor |  |  | 022-BSMNT 16 |  | 1
| Honeywell |  | MBI-KA 63-2270 | 57770
| W841202 |  | PM - Air Compressor, Reciprocating 5-40 H.P. | 6 | Month | 2016-06-01
025-AIR-001 | Duplex Air Compressor |  |  | 025-00060.00 |  | 1
| Quincy |  | QTS-3 00706D00084 | 5125418
| W841202 |  | PM - Air Compressor, Reciprocating 5-40 H.P. | 6 | Month | 2016-07-01
026-AIR-001 | Air Compressor |  |  | 026-00016.00 |  | 1
| Quincy |  | MQC02008D | 5066305
| W841202 |  | PM - Air Compressor, Reciprocating 5-40 H.P. | 6 | Month | 2016-07-01
027-AIR-001 | Air Compressor |  |  | 027-00011.00 |  | 1
Speedaire
| W841202 |  | PM - Air Compressor, Reciprocating 5-40 H.P. | 6 | Month | 2016-07-01
028-AIR-001 | Air Compressor |  |  | 028-BASEMENT |  | 1
Curtis
| W841202 |  | PM - Air Compressor, Reciprocating 5-40 H.P. | 6 | Month | 2016-06-01
034-AIR-001 | Control Air Compressor #1 |  |  | 034-401 |  | 1
| Devilbiss |  | Type: PUBN5040 | I6035
| W841202 |  | PM - Air Compressor, Reciprocating 5-40 H.P. | 6 | Month | 2016-06-01
034-AIR-002 | Control Air Compressor #2 |  |  | 034-401 |  | 1
| Devilbiss |  | Type: PUBN5040
| W841202 |  | PM - Air Compressor, Reciprocating 5-40 H.P. | 6 | Month | 2016-06-01
036-AIR-001 | Air Compressor |  |  | 036-00022.00 |  | 1
Honeywell
| W841202 |  | PM - Air Compressor, Reciprocating 5-40 H.P. | 6 | Month | 2016-07-01
038-AIR-001 | Air Compressor |  |  | 038-00010.00 |  | 1
Speedaire
| W841202 |  | PM - Air Compressor, Reciprocating 5-40 H.P. | 6 | Month | 2016-07-01
039-AIR-001 | Air Compressor 1 |  |  | 039-00023.00 |  | 1
| Speedaire |  | 5F231B | L 4/20/2000-11510
| W841202 |  | PM - Air Compressor, Reciprocating 5-40 H.P. | 6 | Month | 2016-07-01
039-AIR-002 | Air Compressor 2 |  |  | 039-00023.00 |  | 1
| Speedaire |  | 5F231B | L 12/28/99-09863
| W841202 |  | PM - Air Compressor, Reciprocating 5-40 H.P. | 6 | Month | 2016-07-01
039-AIR-003 | Compressor Air Tank |  |  | 039-00023.00 |  | 1
| Richmond Engineering |  | Ntl. Board No. 25099 | Mfg. No. K8808TK22
046-AIR-001 | Air Compressor (Honeywell Pneumatic Controls) |  |  | 046-00410.00 |  | 1
| Devilbiss |  | 44633 | 6530
| W841202 |  | PM - Air Compressor, Reciprocating 5-40 H.P. | 6 | Month | 2016-07-01
048-AIR-001 | Lab Air Compressor 1 |  |  | 048-00022.00 |  | 1
|  |  | SPL4316751 | H 4/15/2009 4316751-117
| W841202 |  | PM - Air Compressor, Reciprocating 5-40 H.P. | 6 | Month | 2016-07-01
049-AIR-001 | Air Compressor (Duplex) |  |  | 049-03133.00 |  | 1
| Air Compressor Products |  | ACP-C0S 053 DPI | 0800-01502
| W841202 |  | PM - Air Compressor, Reciprocating 5-40 H.P. | 6 | Month | 2016-07-01
050-AIR-001 | Air Compressor |  |  | 050-00011.00 |  | 1
Quincy
| W841202 |  | PM - Air Compressor, Reciprocating 5-40 H.P. | 6 | Month | 2016-06-01
050-AIR-002 | Lab Air Compressor |  |  | 050-00011.00 |  | 1
| Powerex |  | IP210400 | 1009851-037115
| W841202 |  | PM - Air Compressor, Reciprocating 5-40 H.P. | 6 | Month | 2016-06-01
060-AIR-001 | AIR COMPRESSOR. 2ND FLOOR |  |  | 060-2ND FLOOR |  | 1
060-AIR-002 | AIR COMPRESSOR, 2ND FLOOR |  |  | 060-2ND FLOOR |  | 1
062-AIR-001 | Air Compressor |  |  | 062-01424.00 |  | 1
| Quincy |  | QT53QCV | 20080523 0075
| W841202 |  | PM - Air Compressor, Reciprocating 5-40 H.P. | 6 | Month | 2016-06-01
065-AIR-001 | Compressor 1, Lab and Control |  |  | 065-00411.00 |  | 1
| Quincy |  | QT15 | 6146699
| W841202 |  | PM - Air Compressor, Reciprocating 5-40 H.P. | 6 | Month | 2016-09-19
066-AIR-001 | Control Air Compressor 1 (unit not currently used) |  |  | 066-00403.00 |  | 1
067-AIR-001 | Control Air Compressor |  |  | 067-00021.00 |  | 1
| W841202 |  | PM - Air Compressor, Reciprocating 5-40 H.P. | 6 | Month | 2016-09-19
071-AIR-001 | Air Compressor (Main) |  |  | 071-BASEMENT |  | 1
Champion
| W841202 |  | PM - Air Compressor, Reciprocating 5-40 H.P. | 6 | Month | 2016-08-01
071-AIR-002 | Air Compressor (Backup) |  |  | 071-BASEMENT |  | 1
Gardner Denver
| W841202 |  | PM - Air Compressor, Reciprocating 5-40 H.P. | 6 | Month | 2016-08-01
080-AIR-003 | Air Compressor |  |  | 080-00269.00 |  | 1
| Speedaire |  | 5Z702A | l2/14/91-02996
| W841202 |  | PM - Air Compressor, Reciprocating 5-40 H.P. | 6 | Month | 2016-06-01
080-AIR-004 | Air Compressor, Laundry Room |  |  | 080-00177.10 |  | 1
Quincy
082-AIR-001 | Air Compressor |  |  | 082-00502.00 |  | 1
| Quincy |  | QCO1003DOOOO2 | 5157832
| W841202 |  | PM - Air Compressor, Reciprocating 5-40 H.P. | 6 | Month | 2016-08-01
089-AIR-001 | Control Air Compressor 1 |  |  | 089-06152.00 |  | 1
Speedaire
| W841202 |  | PM - Air Compressor, Reciprocating 5-40 H.P. | 6 | Month | 2016-05-01
089-AIR-002 | Lab Air Compressor 2 |  |  | 089-01147.00 |  | 1
| Quincy |  | FE5120 | 5017046
| W841202 |  | PM - Air Compressor, Reciprocating 5-40 H.P. | 6 | Month | 2016-05-01
089-AIR-ALL | Compressed Air Systems (Lab & Control Air) |  |  |  |  | 1
090-AIR-001 | Office Wing Control Air Compressor 1 |  |  | 090-04116.00 |  | 1
| Devilbiss |  | 44643 | 13183
| W841202 |  | PM - Air Compressor, Reciprocating 5-40 H.P. | 6 | Month | 2016-07-01
090-AIR-002 | Office Wing Control Air Compressor 2 |  |  | 090-04116.00 |  | 1
| Devilbiss |  | 44643 | 13184
| W841202 |  | PM - Air Compressor, Reciprocating 5-40 H.P. | 6 | Month | 2016-07-01
090-AIR-003 | Lab Wing Air Compressor 3 (Control/Lab) |  |  | 090-00346.00 |  | 1
| Sullair |  | ES8-15 L/A | 003-150291
| W841202 |  | PM - Air Compressor, Reciprocating 5-40 H.P. | 6 | Month | 2016-01-01
090-AIR-004 | Lab Wing Air Compressor 4 (Control/Lab) |  |  | 090-00346.00 |  | 1
| Le Roi |  | 770A | 4019X4753
| W841202 |  | PM - Air Compressor, Reciprocating 5-40 H.P. | 6 | Month | 2016-07-01
090-AIR-541 | EDC - Air Compressor |  |  | 090-04505.00 |  | 1
| Powerex |  | SPL3898460 | 2/25/2008- 3898460-77
| W841202 |  | PM - Air Compressor, Reciprocating 5-40 H.P. | 6 | Month | 2016-07-01
090-AIR-EDC | EDC Compressed Air System (Control/Lab) |  |  |  |  | 1
090-AIR-LAB | Old Lab Wing Compressed Air System |  |  |  |  | 1
090-AIR-OFF | Office Wing Compressed Air System |  |  |  |  | 1
130-AIR-001 | Duplex Air Compressor |  |  | 130-01077.10 |  | 1
| Quincy |  | 370 L Rec of Change 106
| W841202 |  | PM - Air Compressor, Reciprocating 5-40 H.P. | 6 | Month | 2016-06-01
130-AIR-01A | A Air Compressor |  |  | 130-01077.10 |  | 1
| Quincy |  | 370 L Rec of Change 106 | 20061110-0175
130-AIR-01B | B Air Compressor |  |  | 130-01077.10 |  | 1
| Quincy |  | 370 L Rec of Change 106 | 20060811-0179
134-AIR-001 | AIR COMPRESSOR |  |  | 134-PENTHOUSE |  | 1
140-AIR-001 | Air Compressor |  |  | 140-00051.00 |  | 1
| Speedaire |  | 5F235D | 072902098
| W841202 |  | PM - Air Compressor, Reciprocating 5-40 H.P. | 6 | Month | 2016-06-01
140-AIR-002 | Air Maze Compressor |  |  | 140-00051.00 |  | 1
|  |  | A-2000 | 59J15168-A
| W841202 |  | PM - Air Compressor, Reciprocating 5-40 H.P. | 6 | Month | 2016-06-01
150-AIR-001 | Control Air Compressor |  |  | 150-00200.00 |  | 1
| Champion |  | BR2-CC | 000964
| W841202 |  | PM - Air Compressor, Reciprocating 5-40 H.P. | 6 | Month | 2016-07-01
155-AIR-001 | Air Compressor |  |  | 155-00601.00 |  | 1
| Quincy |  | QR07520D00035 | 5146207
| W841202 |  | PM - Air Compressor, Reciprocating 5-40 H.P. | 6 | Month | 2016-07-01
156-AIR-001 | Control Air Compressor |  |  | 156-BASEMENT |  | 1
| Landis & GYR |  | 35A2AD | 14 X 33
| W841202 |  | PM - Air Compressor, Reciprocating 5-40 H.P. | 6 | Month | 2016-07-01
166-AIR-001 | Air Compressor, Penthouse Control Air |  |  | 166-ROOF |  | 1
| Quincy |  | QNY15ACA32C | 83314
| W841202 |  | PM - Air Compressor, Reciprocating 5-40 H.P. | 6 | Month | 2016-07-01
167-AIR-001 | Control Air Compressor |  |  | 167-01012.00 |  | 1
| Quincy |  | QT5QCB | 200601-0055
| W841202 |  | PM - Air Compressor, Reciprocating 5-40 H.P. | 6 | Month | 2016-07-01
189-AIR-001 | Main Air Compressor |  |  | 189-BASEMENT |  | 1
| Speedaire |  | 3JR83A | 2/8/2001-1417024
| W841202 |  | PM - Air Compressor, Reciprocating 5-40 H.P. | 6 | Month | 2016-07-01
193-AIR-001 | Air Compressor |  |  | 193-BOILER RM |  | 1
| Dayton |  | 5f235A
| W841202 |  | PM - Air Compressor, Reciprocating 5-40 H.P. | 6 | Month | 2016-09-01
195-AIR-001 | Air Compressor |  |  | 195-FOUNDRY |  | 1
Quincy
| W841202 |  | PM - Air Compressor, Reciprocating 5-40 H.P. | 6 | Month | 2016-09-01
217-AIR-001 | Air Compressor (serves office supply dampers) |  |  |  |  | 1
| Ingersoll Rand |  | T30
474-AIR-001 | Control Air Compressor |  |  | 474-00057.00 |  | 1
| Quincy |  | QC015BRSX3 | 5143344
474-AIR-002 | CONTROL AIR COMPRESSOR |  |  | 474-00057.00 |  | 1
| Quincy |  | QC015BRSX3 | 5143344
499-AIR-001 | Duplex Air Compressor |  |  | 499-00034.00 |  | 1
Quincy
| W841202 |  | PM - Air Compressor, Reciprocating 5-40 H.P. | 6 | Month | 2016-07-01
507-AIR-001 | Building Air Compressor |  |  | 507-00163.00 |  | 1
Quincy
| W841202 |  | PM - Air Compressor, Reciprocating 5-40 H.P. | 6 | Month | 2016-07-01
509-AIR-001 | Control Air Compressor |  |  | 509-00003.00 |  | 1
Air Compressor Products
| W841202 |  | PM - Air Compressor, Reciprocating 5-40 H.P. | 6 | Month | 2016-07-01
510-AIR-001 | Control Air Compressor, Duplex |  |  | 510-00001.00 |  | 1
| Speedaire |  | 5Z698A | L/8/25/1990-00270
| W841202 |  | PM - Air Compressor, Reciprocating 5-40 H.P. | 6 | Month | 2016-07-01
603-AC-001 | Control Air Compressor 1 |  |  |  |  | 1
| Air Compressor Products |  |  | EO495.1234567890
| W841202 |  | PM - Air Compressor, Reciprocating 5-40 H.P. | 6 | Month | 2016-05-01
603-AIR-001 | AIR COMPRESSOR 1 (CONTROLS) |  |  | 603-BASEMENT |  | 1
|  |  | ZT30 | AIF0675760
603-AIR-002 | AIR COMPRESSOR 2 (CONTROLS) |  |  | 603-BASEMENT |  | 1
|  |  | ZT30 | AIF065760
603-AIR-003 | AIR COMPRESSOR 3 |  |  | 603-BASEMENT |  | 1
608-AIR-002 | Temporary Air Compressor |  |  | 608-00069.00 |  | 1
| Speedaire |  | HUBL 5030
609-AIR-001C | Air Compressor |  |  | 609-B60 |  | 1
| Century |  | ADR1014 | 598531
| W841202 |  | PM - Air Compressor, Reciprocating 5-40 H.P. | 6 | Month | 2016-09-01
609-AIR-001L | Air Compressor |  |  | 609-B60 |  | 1
| Gardner Denver |  | ADR1014 | 598531
| W841202 |  | PM - Air Compressor, Reciprocating 5-40 H.P. | 6 | Month | 2016-09-01
611-AIR-001 | Lande - Quincy Air Compressor |  |  | 611-PENTHOUSE |  | 1
| Quincy |  | 340 | QU1203160062
| W841202 |  | PM - Air Compressor, Reciprocating 5-40 H.P. | 6 | Month | 2016-06-01
611-AIR-001C** | Air Compressor-1C |  |  | 611-PENTHOUSE |  | 1
| Dayton |  | 1WD88 Pump # 1WD24 | L0000340
| W841202 |  | PM - Air Compressor, Reciprocating 5-40 H.P. | 6 | Month | 2016-06-01
612-AIR-001 | Air Compressor CAC1 |  |  | 612-00100.00 |  | 1
| Quincy |  | missing data plate
| W841202 |  | PM - Air Compressor, Reciprocating 5-40 H.P. | 6 | Month | 2016-06-01
612-AIR-002 | Air Compressor CAC2 |  |  | 612-00100.00 |  | 1
| Quincy |  | 150958-133 | 5131989
| W841202 |  | PM - Air Compressor, Reciprocating 5-40 H.P. | 6 | Month | 2016-06-01
612-AIR-003 | Emergency Air Compressor |  |  | 612-00100.00 |  | 1
Quincy
| W841202 |  | PM - Air Compressor, Reciprocating 5-40 H.P. | 6 | Month | 2016-06-01
612-AIR-004 | Air Compressor CAC4 |  |  | 612-00100.00 |  | 1
612-AIR-005 | Air Compressor for Booster System |  |  | 612-00100.00 |  | 1
629-AIR-001 | Air Compressor 1 |  |  |  |  | 1
| Quincy |  | 350CCDT00013 | 20080311
| W841202 |  | PM - Air Compressor, Reciprocating 5-40 H.P. | 6 | Month | 2016-06-01
629-LAC-001 | AIR COMPRESSOR, 3RD FLOOR AREA 1 |  |  |  |  | 1
20DT 10E
629-LAC-002 | AIR COMPRESSOR |  |  |  |  | 1
629-LAC-003 | AIR COMPRESSOR, 3RD FLOOR AREA 2 |  |  |  |  | 1
637-AIR-001 | Duplex Air Compressor |  |  | 637-6FL MECH |  | 1
Quincy
992-AIR-001 | Control Air Compressor |  |  | 992-G-26 |  | 1
| Quincy |  | PLT 55T5H000-23 | 1539994
992-AIR-002 | Back Up Air Compressor |  |  | 992-G-26 |  | 1
| Speedaire |  | 3Z494
999-AIR-001 | Speedaire Portable Air Compressor |  |  |  |  | 1
|  |  | 4B227E | L1/10/06/00087
Total | [5 empty] | 95
Air Conditioning Unit
001-ACU-001 | York Absorber (350 Ton) |  |  | 001-SUB B |  | 1
| YORK |  | YIAST4C1 | UKDMA00422
| WPM0001 |  | PM - Punch Tubes - Chiller/Absorber | 1 | Year | 2016-01-01
001-ACU-001 | York Absorber (350 Ton) |  |  | 001-SUB B |  | 1
| YORK |  | YIAST4C1 | UKDMA00422
| YRK_CH_ANN |  | PM - York Chillers: Comprehensive PM Service for Centrifugal/Screw/Scroll/& Absorber Chillers | 1 | Year | 2016-01-01
001-ACU-001 | York Absorber (350 Ton) |  |  | 001-SUB B |  | 1
| YORK |  | YIAST4C1 | UKDMA00422
| YRK_CH_SU |  | PM - York Chillers: Startup Services for Absorber Chillers | 1 | Year | 2016-05-01
001-ACU-001 | York Absorber (350 Ton) |  |  | 001-SUB B |  | 1
| YORK |  | YIAST4C1 | UKDMA00422
| YRK_CH_OP |  | PM - York Chillers: Operational Inspections for Centrifugal/Screw/Scroll/& Absorber Chillers | 1 | Month | 2016-09-01
001-ACU-002 | York Screw Chiller 2 |  |  | 001-SUB B |  | 1
| YORK |  | YSDADAS3-CLB | SHDM-675540
| WPM0001 |  | PM - Punch Tubes - Chiller/Absorber | 1 | Year | 2016-01-01
001-ACU-002 | York Screw Chiller 2 |  |  | 001-SUB B |  | 1
| YORK |  | YSDADAS3-CLB | SHDM-675540
| YRK_CH_ANN |  | PM - York Chillers: Comprehensive PM Service for Centrifugal/Screw/Scroll/& Absorber Chillers | 1 | Year | 2016-01-01
001-ACU-002 | York Screw Chiller 2 |  |  | 001-SUB B |  | 1
| YORK |  | YSDADAS3-CLB | SHDM-675540
| YRK_CH_OP |  | PM - York Chillers: Operational Inspections for Centrifugal/Screw/Scroll/& Absorber Chillers | 1 | Month | 2016-09-01
001-ACU-003 | York Screw Chiller 3 |  |  | 001-SUB B |  | 1
| YORK |  | YSDADAS3-CLB | SHDM-675630
| WPM0001 |  | PM - Punch Tubes - Chiller/Absorber | 1 | Year | 2016-01-01
001-ACU-003 | York Screw Chiller 3 |  |  | 001-SUB B |  | 1
| YORK |  | YSDADAS3-CLB | SHDM-675630
| YRK_CH_ANN |  | PM - York Chillers: Comprehensive PM Service for Centrifugal/Screw/Scroll/& Absorber Chillers | 1 | Year | 2016-01-01
001-ACU-003 | York Screw Chiller 3 |  |  | 001-SUB B |  | 1
| YORK |  | YSDADAS3-CLB | SHDM-675630
| YRK_CH_OP |  | PM - York Chillers: Operational Inspections for Centrifugal/Screw/Scroll/& Absorber Chillers | 1 | Month | 2016-09-01
001-ACU-ROOF5 | Cooling Air Conditioner for Elevator Room (5th Floor Roof) |  |  | 001-5FL ROOF |  | 1
| YORK |  | H2DA036B46A | EEDM176822
| W990009 |  | PM - Water/Air Cooled Condenser | 1 | Year | 2016-09-26
001-ACU-ROOFE | Cooling Air Conditioner for Elevator Room (E Building Roof) |  |  | 001-E ROOF |  | 1
| YORK |  | H2DA036B46A | EKDM365316
| W990009 |  | PM - Water/Air Cooled Condenser | 1 | Year | 2016-09-26
003-ACU-001 | Trane Screw Chiller 1 |  |  | 003-00027.00 |  | 1
| Trane. |  | RTHA450FCT0LDUC3LFNNV0GQ | U92G09547
| WPM0001 |  | PM - Punch Tubes - Chiller/Absorber | 1 | Year | 2016-01-01
003-ACU-001 | Trane Screw Chiller 1 |  |  | 003-00027.00 |  | 1
| Trane. |  | RTHA450FCT0LDUC3LFNNV0GQ | U92G09547
| TRN_CH_ANN |  | PM - Trane Chillers: Comprehensive Annual PM Service for Centrifugal/Rotary Screw (Water Cooled)/ Rotary (Air Cooled) Chillers | 1 | Year | 2015-12-01
003-ACU-001 | Trane Screw Chiller 1 |  |  | 003-00027.00 |  | 1
| Trane. |  | RTHA450FCT0LDUC3LFNNV0GQ | U92G09547
| TRN_CH_SU |  | PM - Trane Chillers: Start-up Services for Centrifugal/Rotary Screw (Water Cooled)/ Rotary (Air Cooled) Chillers | 1 | Year | 2016-05-01
003-ACU-001 | Trane Screw Chiller 1 |  |  | 003-00027.00 |  | 1
| Trane. |  | RTHA450FCT0LDUC3LFNNV0GQ | U92G09547
| TRN_CH_OP |  | PM - Trane Chillers: Operational Inspections Services for Centrifugal/Rotary Screw (Water Cooled)/ Rotary (Air Cooled) Chillers | 1 | Year | 2015-07-01
003-ACU-003 | Labratory Chiller #3 |  |  | 003-00027.00 |  | 1
| Acme |  | RG20A | 65A515-010T
003-LAB-SYS1 | Special System #1: Cleanroom Rm 342 |  |  | 003-00342.00 |  | 1
005-ACU-001 | Science Hall Chiller |  |  | 005-CHEM SB47 |  | 1
| Trane. |  | CVHE-0505-AT-2TC257EDEJA1 | L89H02891
005-ACU-002 | Air Conditioning Unit for Lethal Room |  |  | 005-ROOF |  | 1
| Trane. |  | CGACC154HCN2220H | L89H02816
| W990009 |  | PM - Water/Air Cooled Condenser | 1 | Year | 2016-04-15
005-ACU-002 | Air Conditioning Unit for Lethal Room |  |  | 005-ROOF |  | 1
| Trane. |  | CGACC154HCN2220H | L89H02816
| W990009 |  | PM - Water/Air Cooled Condenser | 1 | Year | 2015-11-01
006-ACU-001 | Chiller |  |  | 006-00002.00 |  | 1
| TraneChiller |  | CVHE032FAL2LC255ECEKA11CEFA0000000052Z1S0 | L87C01286
| TRN_CH_OP |  | PM - Trane Chillers: Operational Inspections Services for Centrifugal/Rotary Screw (Water Cooled)/ Rotary (Air Cooled) Chillers | 1 | Year | 2016-07-01
006-ACU-001 | Chiller |  |  | 006-00002.00 |  | 1
| TraneChiller |  | CVHE032FAL2LC255ECEKA11CEFA0000000052Z1S0 | L87C01286
| WPM0001 |  | PM - Punch Tubes - Chiller/Absorber | 1 | Year | 2016-01-01
006-ACU-001 | Chiller |  |  | 006-00002.00 |  | 1
| TraneChiller |  | CVHE032FAL2LC255ECEKA11CEFA0000000052Z1S0 | L87C01286
| TRN_CH_ANN |  | PM - Trane Chillers: Comprehensive Annual PM Service for Centrifugal/Rotary Screw (Water Cooled)/ Rotary (Air Cooled) Chillers | 1 | Year | 2015-12-01
006-ACU-001 | Chiller |  |  | 006-00002.00 |  | 1
| TraneChiller |  | CVHE032FAL2LC255ECEKA11CEFA0000000052Z1S0 | L87C01286
| TRN_CH_SU |  | PM - Trane Chillers: Start-up Services for Centrifugal/Rotary Screw (Water Cooled)/ Rotary (Air Cooled) Chillers | 1 | Year | 2016-05-01
007-ACU-001 | Chemistry Chiller 1, York 1200 ton (2010 Expansion) |  |  | 007-SB47 |  | 1
| YORK |  | YKM3MRK2-CBGS | SCWM537120
| WPM0001 |  | PM - Punch Tubes - Chiller/Absorber | 1 | Year | 2016-01-01
007-ACU-001 | Chemistry Chiller 1, York 1200 ton (2010 Expansion) |  |  | 007-SB47 |  | 1
| YORK |  | YKM3MRK2-CBGS | SCWM537120
| YRK_CH_ANN |  | PM - York Chillers: Comprehensive PM Service for Centrifugal/Screw/Scroll/& Absorber Chillers | 1 | Year | 2016-01-01
007-ACU-001 | Chemistry Chiller 1, York 1200 ton (2010 Expansion) |  |  | 007-SB47 |  | 1
| YORK |  | YKM3MRK2-CBGS | SCWM537120
| YRK_CH_OP |  | PM - York Chillers: Operational Inspections for Centrifugal/Screw/Scroll/& Absorber Chillers | 1 | Month | 2016-09-01
007-ACU-002 | Chemistry Chiller 2, York 1200 Ton (2010 Expansion) |  |  | 007-SB47 |  | 1
| YORK |  | YKM3MRK2-CBGS
| WPM0001 |  | PM - Punch Tubes - Chiller/Absorber | 1 | Year | 2016-01-01
007-ACU-002 | Chemistry Chiller 2, York 1200 Ton (2010 Expansion) |  |  | 007-SB47 |  | 1
| YORK |  | YKM3MRK2-CBGS
| YRK_CH_ANN |  | PM - York Chillers: Comprehensive PM Service for Centrifugal/Screw/Scroll/& Absorber Chillers | 1 | Year | 2016-01-01
007-ACU-002 | Chemistry Chiller 2, York 1200 Ton (2010 Expansion) |  |  | 007-SB47 |  | 1
| YORK |  | YKM3MRK2-CBGS
| YRK_CH_OP |  | PM - York Chillers: Operational Inspections for Centrifugal/Screw/Scroll/& Absorber Chillers | 1 | Month | 2016-09-01
007-ACU-003 | 4th Floor Condensing Unit, Room 420 |  |  | 007-PENTHOUSE |  | 1
007-ACU-004 | 4th Floor Condensing Unit, Room 470 |  |  | 007-PENTHOUSE |  | 1
007-ACU-005 | Elevator Mechanical Cooling Unit |  |  | 007-PENTHOUSE |  | 1
007-ACU-006 | UPS Rm Cooling Unit - Switchgear Rm |  |  |  |  | 1
| W833601 |  | PM - Fan Coil/HV/AC Unit | 9 | Month | 2016-09-01
007-ACU-006 | UPS Rm Cooling Unit - Switchgear Rm |  |  |  |  | 1
| W990009 |  | PM - Water/Air Cooled Condenser | 9 | Month | 2016-09-01
007-ACU-03N | 3rd Floor North Cold Room Condensing Unit |  |  | 007-PENTHOUSE |  | 1
007-ACU-03S | 3rd Floor South Cold Room Condensing Unit |  |  | 007-PENTHOUSE |  | 1
007-ACU-04N | 4th Floor North Cold Room Condensing Unit |  |  | 007-PENTHOUSE |  | 1
007-ACU-04S | 4th Floor South Cold Room Condensing Unit |  |  | 007-PENTHOUSE |  | 1
008-ACU-001 | Outside Condensing Unit (East) |  |  | 008-NORTHEAST |  | 1
| Trane. |  | 2TTA3060A4000AA | 6342XGW4F
| W990009 |  | PM - Water/Air Cooled Condenser | 1 | Year | 2016-03-25
008-ACU-002 | Outside Condensing Unit (West) |  |  | 008-NORTHEAST |  | 1
| Trane. |  | 2TTA3060A4000AA | 6342XFP4F
| W990009 |  | PM - Water/Air Cooled Condenser | 1 | Year | 2016-03-25
016-ACU-001** | Air Conditioning Unit 1 (Serviced by Private Contractor) |  |  | 016-Roof |  | 1
Liebert
016-ACU-002** | Air Conditioning Unit 2 (Serviced by Private Contractor) |  |  | 016-Roof |  | 1
Liebert
016-ACU-003** | Air Conditioning Unit 3 (Serviced by Private Contractor) |  |  | 016-Roof |  | 1
Liebert
016-ACU-004 | State Hall Chiller |  |  | 016-CHEM SB47 |  | 1
| Trane. |  | CVHE080 | N96B01479
| WPM0001 |  | PM - Punch Tubes - Chiller/Absorber | 1 | Year | 2016-01-01
016-ACU-004 | State Hall Chiller |  |  | 016-CHEM SB47 |  | 1
| Trane. |  | CVHE080 | N96B01479
| TRN_CH_ANN |  | PM - Trane Chillers: Comprehensive Annual PM Service for Centrifugal/Rotary Screw (Water Cooled)/ Rotary (Air Cooled) Chillers | 1 | Year | 2015-12-01
016-ACU-004 | State Hall Chiller |  |  | 016-CHEM SB47 |  | 1
| Trane. |  | CVHE080 | N96B01479
| TRN_CH_SU |  | PM - Trane Chillers: Start-up Services for Centrifugal/Rotary Screw (Water Cooled)/ Rotary (Air Cooled) Chillers | 1 | Year | 2016-05-01
016-ACU-004 | State Hall Chiller |  |  | 016-CHEM SB47 |  | 1
| Trane. |  | CVHE080 | N96B01479
| TRN_CH_OP |  | PM - Trane Chillers: Operational Inspections Services for Centrifugal/Rotary Screw (Water Cooled)/ Rotary (Air Cooled) Chillers | 1 | Year | 2016-07-01
022-ACU-001 | York Absorber |  |  | 022-BSMNT 16 |  | 1
| YORK |  | YIA-S7-SB2 | UNDM A00455
| WPM0001 |  | PM - Punch Tubes - Chiller/Absorber | 1 | Year | 2016-01-01
022-ACU-001 | York Absorber |  |  | 022-BSMNT 16 |  | 1
| YORK |  | YIA-S7-SB2 | UNDM A00455
| YRK_CH_ANN |  | PM - York Chillers: Comprehensive PM Service for Centrifugal/Screw/Scroll/& Absorber Chillers | 1 | Year | 2016-01-01
022-ACU-001 | York Absorber |  |  | 022-BSMNT 16 |  | 1
| YORK |  | YIA-S7-SB2 | UNDM A00455
| YRK_CH_SU |  | PM - York Chillers: Startup Services for Absorber Chillers | 1 | Year | 2016-05-01
022-ACU-001 | York Absorber |  |  | 022-BSMNT 16 |  | 1
| YORK |  | YIA-S7-SB2 | UNDM A00455
| YRK_CH_OP |  | PM - York Chillers: Operational Inspections for Centrifugal/Screw/Scroll/& Absorber Chillers | 1 | Month | 2016-09-01
026-ACU-001 | Chiller 1 (West) |  |  | 026-00016.00 |  | 1
| Trane. |  | CVHE032 | L96A00721
| WPM0001 |  | PM - Punch Tubes - Chiller/Absorber | 1 | Year | 2016-01-01
026-ACU-001 | Chiller 1 (West) |  |  | 026-00016.00 |  | 1
| Trane. |  | CVHE032 | L96A00721
| TRN_CH_ANN |  | PM - Trane Chillers: Comprehensive Annual PM Service for Centrifugal/Rotary Screw (Water Cooled)/ Rotary (Air Cooled) Chillers | 1 | Year | 2015-12-01
026-ACU-001 | Chiller 1 (West) |  |  | 026-00016.00 |  | 1
| Trane. |  | CVHE032 | L96A00721
| TRN_CH_SU |  | PM - Trane Chillers: Start-up Services for Centrifugal/Rotary Screw (Water Cooled)/ Rotary (Air Cooled) Chillers | 1 | Year | 2016-05-01
026-ACU-001 | Chiller 1 (West) |  |  | 026-00016.00 |  | 1
| Trane. |  | CVHE032 | L96A00721
| TRN_CH_OP |  | PM - Trane Chillers: Operational Inspections Services for Centrifugal/Rotary Screw (Water Cooled)/ Rotary (Air Cooled) Chillers | 1 | Year | 2016-07-01
026-ACU-002 | Chiller 2 (East) |  |  | 026-00016.00 |  | 1
| Trane. |  | CVHE032 | L96A00679
| WPM0001 |  | PM - Punch Tubes - Chiller/Absorber | 1 | Year | 2016-01-01
026-ACU-002 | Chiller 2 (East) |  |  | 026-00016.00 |  | 1
| Trane. |  | CVHE032 | L96A00679
| TRN_CH_ANN |  | PM - Trane Chillers: Comprehensive Annual PM Service for Centrifugal/Rotary Screw (Water Cooled)/ Rotary (Air Cooled) Chillers | 1 | Year | 2015-12-01
026-ACU-002 | Chiller 2 (East) |  |  | 026-00016.00 |  | 1
| Trane. |  | CVHE032 | L96A00679
| TRN_CH_SU |  | PM - Trane Chillers: Start-up Services for Centrifugal/Rotary Screw (Water Cooled)/ Rotary (Air Cooled) Chillers | 1 | Year | 2016-05-01
026-ACU-002 | Chiller 2 (East) |  |  | 026-00016.00 |  | 1
| Trane. |  | CVHE032 | L96A00679
| TRN_CH_OP |  | PM - Trane Chillers: Operational Inspections Services for Centrifugal/Rotary Screw (Water Cooled)/ Rotary (Air Cooled) Chillers | 1 | Year | 2016-07-01
026-ACU-003 | Chiller 3 |  |  | 026-00016.00 |  | 1
| Trane. |  | RTHB-180CLF00LWP000UNN3LF | U99M03310
| WPM0001 |  | PM - Punch Tubes - Chiller/Absorber | 1 | Year | 2016-01-01
026-ACU-003 | Chiller 3 |  |  | 026-00016.00 |  | 1
| Trane. |  | RTHB-180CLF00LWP000UNN3LF | U99M03310
| TRN_CH_ANN |  | PM - Trane Chillers: Comprehensive Annual PM Service for Centrifugal/Rotary Screw (Water Cooled)/ Rotary (Air Cooled) Chillers | 1 | Year | 2015-12-01
026-ACU-003 | Chiller 3 |  |  | 026-00016.00 |  | 1
| Trane. |  | RTHB-180CLF00LWP000UNN3LF | U99M03310
| TRN_CH_SU |  | PM - Trane Chillers: Start-up Services for Centrifugal/Rotary Screw (Water Cooled)/ Rotary (Air Cooled) Chillers | 1 | Year | 2016-05-01
026-ACU-003 | Chiller 3 |  |  | 026-00016.00 |  | 1
| Trane. |  | RTHB-180CLF00LWP000UNN3LF | U99M03310
| TRN_CH_OP |  | PM - Trane Chillers: Operational Inspections Services for Centrifugal/Rotary Screw (Water Cooled)/ Rotary (Air Cooled) Chillers | 1 | Year | 2016-07-01
026-ACU-004 | Chiller 4 |  |  |  |  | 1
| Carrier |  | 19XR
| WPM0001 |  | PM - Punch Tubes - Chiller/Absorber | 1 | Year | 2016-01-01
026-ACU-004 | Chiller 4 |  |  |  |  | 1
| Carrier |  | 19XR
| CAR_CH_OP |  | PM - Carrier Chillers: Operational Inspections for Centrifugal Chillers | 2 | Month | 2016-08-01
026-ACU-004 | Chiller 4 |  |  |  |  | 1
| Carrier |  | 19XR
| CAR_CH_SU |  | PM - Carrier Chillers: Start Up Services for Centrifugal Chillers | 1 | Year | 2016-05-01
026-ACU-004 | Chiller 4 |  |  |  |  | 1
| Carrier |  | 19XR
| CAR_CH_ANN |  | PM - Carrier Chillers: Seasonal Shut Down Services for Centrifugal Chillers | 1 | Year | 2015-11-15
026-ACU-005 | Special System #1: Technical Resource Center AC System |  |  | 026-ROOFS |  | 1
| Mitsubishi |  | PUHY-P144T6MU-A (Mitsubisi DX Unit) | 62W00087
026-ACU-006 | AC Unit - Evaporator #1- serves 1st Flr Main North |  |  | 026-00149.00 |  | 1
| Mitsubishi |  | PKFY-P30NFMU | 69A00333D
| PREFILTERS |  | Replace PRE-filters | 6 | Month | 2016-09-19
026-ACU-007 | AC Unit Evaporator Coil #2- serves Rm 160 |  |  | 026-00160.00 |  | 1
| Mitsubishi |  | PKFY-P06 | 61A00530B
| PREFILTERS |  | Replace PRE-filters | 6 | Month | 2016-09-19
026-ACU-008 | AC Unit Evaporator Coil #3- serves Rm 158 |  |  | 026-00158.00 |  | 1
| Mitsubishi |  | PKFY-P06 | 61A00464B
| PREFILTERS |  | Replace PRE-filters | 6 | Month | 2016-09-19
026-ACU-009 | AC Unit Evaporator Coil #4- serves Rm 157 |  |  | 026-00157.00 |  | 1
| Mitsubishi |  | PKFY-P06 | 61A00467B
| PREFILTERS |  | Replace PRE-filters | 6 | Month | 2016-09-19
026-ACU-010 | AC Unit Evaporator Coil #5- serves Rm 157 |  |  | 026-00149.00 |  | 1
| Mitsubishi |  | PKFY-P30NFMU | 67A00190D
| PREFILTERS |  | Replace PRE-filters | 6 | Month | 2016-09-19
026-ACU-011 | AC Unit Evaporator Coil #6- serves Rm 157 |  |  | 026-00133.00 |  | 1
| Mitsubishi |  | PKFY-P30NFMU | 6XA00628A
| PREFILTERS |  | Replace PRE-filters | 6 | Month | 2016-09-19
026-ACU-012 | AC Unit Evaporator Coil #7- serves Rm 157 |  |  | 026-00150.00 |  | 1
| Mitsubishi |  | PKFY-P30NFMU | 69A00336D
| PREFILTERS |  | Replace PRE-filters | 6 | Month | 2016-09-19
026-ACU-013 | AC Unit Evaporator Coil #8- serves Rm 157 |  |  | 026-00150.00 |  | 1
| Mitsubishi |  | PKFY-P12 | 6XA00704A
| PREFILTERS |  | Replace PRE-filters | 6 | Month | 2016-09-19
026-ACU-014 | AC Unit Evaporator Coil #9- serves Rm 157 |  |  | 026-00144.00 |  | 1
| Mitsubishi |  | PKFY-P12 | 6XA00701A
| PREFILTERS |  | Replace PRE-filters | 6 | Month | 2016-09-19
026-EQP-SYS1 | Special System #1: Technical Resource Ctr AC Units |  |  |  |  | 0
027-ACU-001 | A/C Unit for Photo Lab |  |  | 027-00012.00 |  | 1
| Carrier |  | 50BT-604-530 | Q887431
| W990009 |  | PM - Water/Air Cooled Condenser | 1 | Year | 2016-09-12
027-ACU-002 | A/C Unit for Computer Lab and 3rd Fl. Server Room |  |  | 027-ROOF |  | 1
| W990009 |  | PM - Water/Air Cooled Condenser | 1 | Year | 2016-09-12
027-ACU-003 | A/C Unit for Room 122 |  |  | 027-00011.00 |  | 1
| W990009 |  | PM - Water/Air Cooled Condenser | 1 | Year | 2015-11-20
028-ACU-001 | A/C Condenser Units, A/C 028001 (House) |  |  | 028-NORTHSIDE |  | 1
Trane.
| W990009 |  | PM - Water/Air Cooled Condenser | 1 | Year | 2016-05-15
028-ACU-002 | A/C Condenser Units, A/C 028002 (House) |  |  | 028-NORTHSIDE |  | 1
Trane.
| W990009 |  | PM - Water/Air Cooled Condenser | 1 | Year | 2016-05-15
028-ACU-003 | A/C Condenser Units, A/C 028003 (House) |  |  | 028-NORTHSIDE |  | 1
Trane.
| W990009 |  | PM - Water/Air Cooled Condenser | 1 | Year | 2016-05-15
028-ACU-004 | A/C Condenser Units, A/C 028004 (House) |  |  | 028-NORTHSIDE |  | 1
Trane.
| W990009 |  | PM - Water/Air Cooled Condenser | 1 | Year | 2016-05-15
028-ACU-005 | A/C Condenser Units, A/C 028005 (1st Floor) |  |  | 028-NORTHSIDE |  | 1
| Trane. |  | TTA150B300AA | E18198760
| W990009 |  | PM - Water/Air Cooled Condenser | 1 | Year | 2016-05-15
028-ACU-006 | A/C Condenser Units, A/C 028006 (2nd Floor) |  |  | 028-NORTHSIDE |  | 1
| Trane. |  | TTA150B300AA | E18198753
| W990009 |  | PM - Water/Air Cooled Condenser | 1 | Year | 2016-05-15
034-ACU-001 | Trane Absorber |  |  | 034-401 |  | 1
| TraneChiller |  | ABSC590 | L98L06622
| WPM0001 |  | PM - Punch Tubes - Chiller/Absorber | 1 | Year | 2016-01-01
039-ACU-001 | Chiller 1 |  |  | 039-00025.00 |  | 1
| TraneChiller |  | CVHE-32S-AL | L87D01467
| WPM0001 |  | PM - Punch Tubes - Chiller/Absorber | 1 | Year | 2016-01-01
039-ACU-001 | Chiller 1 |  |  | 039-00025.00 |  | 1
| TraneChiller |  | CVHE-32S-AL | L87D01467
| TRN_CH_SU |  | PM - Trane Chillers: Start-up Services for Centrifugal/Rotary Screw (Water Cooled)/ Rotary (Air Cooled) Chillers | 1 | Year | 2016-05-01
039-ACU-001 | Chiller 1 |  |  | 039-00025.00 |  | 1
| TraneChiller |  | CVHE-32S-AL | L87D01467
| TRN_CH_OP |  | PM - Trane Chillers: Operational Inspections Services for Centrifugal/Rotary Screw (Water Cooled)/ Rotary (Air Cooled) Chillers | 1 | Year | 2016-07-01
039-ACU-001 | Chiller 1 |  |  | 039-00025.00 |  | 1
| TraneChiller |  | CVHE-32S-AL | L87D01467
| TRN_CH_ANN |  | PM - Trane Chillers: Comprehensive Annual PM Service for Centrifugal/Rotary Screw (Water Cooled)/ Rotary (Air Cooled) Chillers | 1 | Year | 2015-12-01
039-ACU-002 | Chiller 2 |  |  | 039-00025.00 |  | 1
| TraneChiller |  | CVHE-32S-AL | L87D01466
| WPM0001 |  | PM - Punch Tubes - Chiller/Absorber | 1 | Year | 2016-01-01
039-ACU-002 | Chiller 2 |  |  | 039-00025.00 |  | 1
| TraneChiller |  | CVHE-32S-AL | L87D01466
| TRN_CH_ANN |  | PM - Trane Chillers: Comprehensive Annual PM Service for Centrifugal/Rotary Screw (Water Cooled)/ Rotary (Air Cooled) Chillers | 1 | Year | 2015-12-01
039-ACU-002 | Chiller 2 |  |  | 039-00025.00 |  | 1
| TraneChiller |  | CVHE-32S-AL | L87D01466
| TRN_CH_SU |  | PM - Trane Chillers: Start-up Services for Centrifugal/Rotary Screw (Water Cooled)/ Rotary (Air Cooled) Chillers | 1 | Year | 2016-05-01
039-ACU-002 | Chiller 2 |  |  | 039-00025.00 |  | 1
| TraneChiller |  | CVHE-32S-AL | L87D01466
| TRN_CH_OP |  | PM - Trane Chillers: Operational Inspections Services for Centrifugal/Rotary Screw (Water Cooled)/ Rotary (Air Cooled) Chillers | 1 | Year | 2016-07-01
040-ACU-001 | Air Conditioner (Room 147) |  |  | 040-00047.00 |  | 1
| Addison Products |  | SW 36S-3D | 9411W2002003
042-ACU-001 | Chiller (President's Apartment) |  |  | 042-00032.00 |  | 1
| Trane. |  | GBHM300W4A0A0R | N95M08180
042-ACU-002 | Refrigeration Unit (1st Floor Bedroom) |  |  | 042-00032.00 |  | 1
| Trane. |  | SWUB-B306-E | S87K73448
042-ACU-003 | Screw Chiller 3 |  |  | 042-00030.00 |  | 1
Trane.
042-ACU-004 | Condensing Tower, ACCU 3 (R-22, McGregor Screw Chiller 3) |  |  | 042-ROOF |  | 1
| Trane. |  | R1CA100G0F00A300AGQ | U02E04875
| W990009 |  | PM - Water/Air Cooled Condenser | 1 | Year | 2016-09-15
042-ACU-005 | A/C and Electric Heat, RTU-2 (R-22, President's Apartment Patio) |  |  | 042-ROOF |  | 1
| Trane. |  | TCH048C300BC | N22103804D
| PREFILTERS |  | Replace PRE-filters | 3 | Month | 2016-09-01
042-ACU-005 | A/C and Electric Heat, RTU-2 (R-22, President's Apartment Patio) |  |  | 042-ROOF |  | 1
| Trane. |  | TCH048C300BC | N22103804D
| W990009 |  | PM - Water/Air Cooled Condenser | 1 | Year | 2016-09-15
042-ACU-006 | A/C and Electric Heat, RTU-1 (R-22, President's Apartment Patio) |  |  | 042-ROOF |  | 1
| Trane. |  | TCH048C300BC | N22103805D
| PREFILTERS |  | Replace PRE-filters | 3 | Month | 2016-09-01
042-ACU-006 | A/C and Electric Heat, RTU-1 (R-22, President's Apartment Patio) |  |  | 042-ROOF |  | 1
| Trane. |  | TCH048C300BC | N22103805D
| W990009 |  | PM - Water/Air Cooled Condenser | 1 | Year | 2016-09-15
043-ACU-001 | Trane Helical Screw Chiller 1 (in Alumni Hse Basement) |  |  |  |  | 1
| Trane. |  | RTUA100 | U02F05450
| TRN_CH_ANN |  | PM - Trane Chillers: Comprehensive Annual PM Service for Centrifugal/Rotary Screw (Water Cooled)/ Rotary (Air Cooled) Chillers | 1 | Year | 2015-12-01
043-ACU-001 | Trane Helical Screw Chiller 1 (in Alumni Hse Basement) |  |  |  |  | 1
| Trane. |  | RTUA100 | U02F05450
| TRN_CH_SU |  | PM - Trane Chillers: Start-up Services for Centrifugal/Rotary Screw (Water Cooled)/ Rotary (Air Cooled) Chillers | 1 | Year | 2016-05-01
043-ACU-001 | Trane Helical Screw Chiller 1 (in Alumni Hse Basement) |  |  |  |  | 1
| Trane. |  | RTUA100 | U02F05450
| TRN_CH_OP |  | PM - Trane Chillers: Operational Inspections Services for Centrifugal/Rotary Screw (Water Cooled)/ Rotary (Air Cooled) Chillers | 1 | Year | 2016-07-01
046-ACU-001 | Chiller (Centrifugal) |  |  | 046-00410.00 |  | 1
| TraneChiller |  | CVHE032GAX002BK | L90D00969
| WPM0001 |  | PM - Punch Tubes - Chiller/Absorber | 1 | Year | 2016-01-01
046-ACU-001 | Chiller (Centrifugal) |  |  | 046-00410.00 |  | 1
| TraneChiller |  | CVHE032GAX002BK | L90D00969
| TRN_CH_ANN |  | PM - Trane Chillers: Comprehensive Annual PM Service for Centrifugal/Rotary Screw (Water Cooled)/ Rotary (Air Cooled) Chillers | 1 | Year | 2015-12-01
046-ACU-001 | Chiller (Centrifugal) |  |  | 046-00410.00 |  | 1
| TraneChiller |  | CVHE032GAX002BK | L90D00969
| TRN_CH_SU |  | PM - Trane Chillers: Start-up Services for Centrifugal/Rotary Screw (Water Cooled)/ Rotary (Air Cooled) Chillers | 1 | Year | 2016-05-01
046-ACU-001 | Chiller (Centrifugal) |  |  | 046-00410.00 |  | 1
| TraneChiller |  | CVHE032GAX002BK | L90D00969
| TRN_CH_OP |  | PM - Trane Chillers: Operational Inspections Services for Centrifugal/Rotary Screw (Water Cooled)/ Rotary (Air Cooled) Chillers | 1 | Year | 2016-07-01
048-ACU-001 | Chiller (Centrifugal) |  |  | 048-4TH FLOOR |  | 1
| TraneChiller |  | CVHE-032-AQ-2JC237ECE.... | L88A00449
| WPM0001 |  | PM - Punch Tubes - Chiller/Absorber | 1 | Year | 2016-01-01
048-ACU-001 | Chiller (Centrifugal) |  |  | 048-4TH FLOOR |  | 1
| TraneChiller |  | CVHE-032-AQ-2JC237ECE.... | L88A00449
| TRN_CH_SU |  | PM - Trane Chillers: Start-up Services for Centrifugal/Rotary Screw (Water Cooled)/ Rotary (Air Cooled) Chillers | 1 | Year | 2016-05-01
048-ACU-001 | Chiller (Centrifugal) |  |  | 048-4TH FLOOR |  | 1
| TraneChiller |  | CVHE-032-AQ-2JC237ECE.... | L88A00449
| TRN_CH_OP |  | PM - Trane Chillers: Operational Inspections Services for Centrifugal/Rotary Screw (Water Cooled)/ Rotary (Air Cooled) Chillers | 1 | Year | 2016-07-01
048-ACU-001 | Chiller (Centrifugal) |  |  | 048-4TH FLOOR |  | 1
| TraneChiller |  | CVHE-032-AQ-2JC237ECE.... | L88A00449
| TRN_CH_ANN |  | PM - Trane Chillers: Comprehensive Annual PM Service for Centrifugal/Rotary Screw (Water Cooled)/ Rotary (Air Cooled) Chillers | 1 | Year | 2015-12-01
048-ACU-207 | Server Room AC Unit |  |  | 048-ROOF |  | 1
| Mitsubishi |  | PU12 EK | 46U00643C
| VCONT01 |  | Vendor or Contractor Work | 6 | Month | 2016-07-01
048-ACU-207E | Server Room AC Unit - Evaporator |  |  | 048-00207.00 |  | 1
| Mitsubishi |  | PL12 AK | 44A00115C
049-ACU-001 | Rotary Screw Chiller (R-22) |  |  | 049-01140.00 |  | 1
| TraneChiller |  | RTHB215FLF00LWP000UNN3... | U00A04581
| WPM0001 |  | PM - Punch Tubes - Chiller/Absorber | 1 | Year | 2016-01-01
049-ACU-001 | Rotary Screw Chiller (R-22) |  |  | 049-01140.00 |  | 1
| TraneChiller |  | RTHB215FLF00LWP000UNN3... | U00A04581
| TRN_CH_SU |  | PM - Trane Chillers: Start-up Services for Centrifugal/Rotary Screw (Water Cooled)/ Rotary (Air Cooled) Chillers | 1 | Year | 2016-05-01
049-ACU-001 | Rotary Screw Chiller (R-22) |  |  | 049-01140.00 |  | 1
| TraneChiller |  | RTHB215FLF00LWP000UNN3... | U00A04581
| TRN_CH_OP |  | PM - Trane Chillers: Operational Inspections Services for Centrifugal/Rotary Screw (Water Cooled)/ Rotary (Air Cooled) Chillers | 1 | Year | 2016-07-01
049-ACU-001 | Rotary Screw Chiller (R-22) |  |  | 049-01140.00 |  | 1
| TraneChiller |  | RTHB215FLF00LWP000UNN3... | U00A04581
| TRN_CH_ANN |  | PM - Trane Chillers: Comprehensive Annual PM Service for Centrifugal/Rotary Screw (Water Cooled)/ Rotary (Air Cooled) Chillers | 1 | Year | 2015-12-01
050-ACU-001 | Trane Screw Chiller |  |  | 050-00011.00 |  | 1
| TraneChiller |  | RTHB215FMCOONBPOOOUNN3LFF | U95B04716
| WPM0001 |  | PM - Punch Tubes - Chiller/Absorber | 1 | Year | 2016-01-01
050-ACU-001 | Trane Screw Chiller |  |  | 050-00011.00 |  | 1
| TraneChiller |  | RTHB215FMCOONBPOOOUNN3LFF | U95B04716
| TRN_CH_SU |  | PM - Trane Chillers: Start-up Services for Centrifugal/Rotary Screw (Water Cooled)/ Rotary (Air Cooled) Chillers | 1 | Year | 2016-05-01
050-ACU-001 | Trane Screw Chiller |  |  | 050-00011.00 |  | 1
| TraneChiller |  | RTHB215FMCOONBPOOOUNN3LFF | U95B04716
| TRN_CH_OP |  | PM - Trane Chillers: Operational Inspections Services for Centrifugal/Rotary Screw (Water Cooled)/ Rotary (Air Cooled) Chillers | 1 | Year | 2016-07-01
050-ACU-001 | Trane Screw Chiller |  |  | 050-00011.00 |  | 1
| TraneChiller |  | RTHB215FMCOONBPOOOUNN3LFF | U95B04716
| TRN_CH_ANN |  | PM - Trane Chillers: Comprehensive Annual PM Service for Centrifugal/Rotary Screw (Water Cooled)/ Rotary (Air Cooled) Chillers | 1 | Year | 2015-12-01
060-ACU-001 | Trane Package Unit (Driveway) |  |  | 060-DRV WAY |  | 1
| Trane. |  | SAHA206D | 078D10200
| PREFILTERS |  | Replace PRE-filters | 6 | Month | 2016-10-03
060-ACU-002 | Trane Package Unit (P.O. & M Office) |  |  | 060-PO&M |  | 1
| Trane. |  | 06D3370BA400 | B41153230
| W833601 |  | PM - Fan Coil/HV/AC Unit | 1 | Year | 2016-03-01
060-ACU-003 | AC Package Unit (Stockroom) |  |  | 060-STOCKROOM |  | 1
06D3370BA400
| W833601 |  | PM - Fan Coil/HV/AC Unit | 1 | Year | 2016-03-01
060-ACU-007 | AC Package Unit (2nd Floor N.W.) |  |  | 060-2 FL N.W |  | 1
| Westinghouse |  | UF120BS | MF76148
| W833601 |  | PM - Fan Coil/HV/AC Unit | 1 | Year | 2016-04-01
060-ACU-008 | AC Package Unit (2nd Floor S.W.) |  |  | 060-2 FL S.W. |  | 1
| Westinghouse |  | UF060N1 | IV9347
| W833601 |  | PM - Fan Coil/HV/AC Unit | 1 | Year | 2016-04-01
060-ACU-009 | AC Package Unit (Print Room) |  |  | 060-REIMBURS |  | 1
| Carrier |  | 50CA004300 | E988961
| W833601 |  | PM - Fan Coil/HV/AC Unit | 1 | Year | 2016-04-01
060-ACU-010 | Window Air Conditioner (Lock Shop) |  |  | 060-LOCK SHOP |  | 1
| Fedders |  | WS13A30D
| W833601 |  | PM - Fan Coil/HV/AC Unit | 1 | Year | 2016-04-01
060-ACU-011 | Window Air Conditioner (115) |  |  | 060-00115.00 |  | 1
|  |  | WS12A30E-B | LCDR035???
| W833601 |  | PM - Fan Coil/HV/AC Unit | 1 | Year | 2016-04-01
060-ACU-012 | Split AC Unit (119 E) |  |  | 060-119 E |  | 1
|  |  | KS2472 | 0043102
| W833601 |  | PM - Fan Coil/HV/AC Unit | 1 | Year | 2016-04-01
060-ACU-014 | Window Air Conditioner (138) |  |  | 060-00138.00 |  | 1
ACE245R
| W833601 |  | PM - Fan Coil/HV/AC Unit | 1 | Year | 2016-04-01
060-ACU-015 | Window Air Conditioner (Reimbursable Office) |  |  | 060-RMBRS OFF |  | 1
| Fredrich |  | CEL24E7M | AB80029840290
| W833601 |  | PM - Fan Coil/HV/AC Unit | 1 | Year | 2016-04-01
060-ACU-016 | Window Air Conditioner (Design Services Storage) |  |  | 060-DES STOR |  | 1
| Westinghouse |  | AH12EE2TL | ADK498843
| W833601 |  | PM - Fan Coil/HV/AC Unit | 1 | Year | 2016-04-01
060-ACU-017 | Window Air Conditioner (Design Services Storage) |  |  | 060-DES STOR |  | 1
| Frigidare |  | SN18Y4889 | A2340N
| W833601 |  | PM - Fan Coil/HV/AC Unit | 1 | Year | 2016-04-01
060-ACU-018 | Window Air Conditioner (Electircal Shop Office) |  |  | 060-ELEC OFF |  | 1
| Fedders |  | TCAL10W7K | DZ3291290968
| W833601 |  | PM - Fan Coil/HV/AC Unit | 1 | Year | 2016-04-01
060-ACU-019 | Window Air Conditioner Electric Shop rm 235) |  |  | 060-ELEC SHOP |  | 1
| Fredrich |  | SL33J302 | LAER10916
| W833601 |  | PM - Fan Coil/HV/AC Unit | 1 | Year | 2016-04-01
060-ACU-020 | Window Air Conditioner (Pipe Shop) |  |  | 060-PIPE SHOP |  | 1
| Airtemp |  | C1L24E7A | KA52822849
| W833601 |  | PM - Fan Coil/HV/AC Unit | 1 | Year | 2016-05-01
060-ACU-021 | Window Air Conditioner (Pipe Shop Office) |  |  | 060-PIPE OFF |  | 1
Carrier
| W833601 |  | PM - Fan Coil/HV/AC Unit | 1 | Year | 2016-05-01
060-ACU-022 | Window Air Conditioner (Carpenter Office) |  |  | 060-CARPENTER |  | 1
| Fedders |  | ACB-12W7J | GX355548-1976
| W833601 |  | PM - Fan Coil/HV/AC Unit | 1 | Year | 2016-05-01
060-ACU-023 | Window Air Conditioner (Paint Shop Break Rm 247.1) |  |  | 060-00249.00 |  | 1
| Fredrich |  | WS12A30D | LDBR11198
| W833601 |  | PM - Fan Coil/HV/AC Unit | 1 | Year | 2016-05-01
060-ACU-024 | Window Air Conditioner (Paint Shop Office) |  |  | 060-PAINT SHP |  | 1
| Fredrich |  | WE09A33EB | LBER04311
| W833601 |  | PM - Fan Coil/HV/AC Unit | 1 | Year | 2016-05-01
060-ACU-025 | Window Air Conditioner (Sheet Metal Office) |  |  | 060-SHEET MET |  | 1
| Fredrich |  | WE09A33EB | LBER0462
| W833601 |  | PM - Fan Coil/HV/AC Unit | 1 | Year | 2016-05-01
060-ACU-026 | Window Air Conditioner (Trade Director - Rm 261) |  |  | 060-TRADE DIR |  | 1
| Fredrich |  | WE09A33D | JHLS0149
| W833601 |  | PM - Fan Coil/HV/AC Unit | 1 | Year | 2016-05-01
060-ACU-027 | Window Air Conditioner (Hockey Office SW) |  |  | 060-HOCKEY SW |  | 1
| Fredrich |  | WS12A30EA | LBCR19200
| W833601 |  | PM - Fan Coil/HV/AC Unit | 1 | Year | 2016-05-01
060-ACU-028 | Window Air Conditioner (Hockey Office NW) |  |  | 060-HOCKEY NW |  | 1
| Fredrich |  | WS15A30A | LBCR20525
| W833601 |  | PM - Fan Coil/HV/AC Unit | 1 | Year | 2016-05-01
060-ACU-029 | Window Air Conditioner (Rm 267-Pipe Shop) |  |  | 060-PIPE SHOP |  | 1
| W833601 |  | PM - Fan Coil/HV/AC Unit | 1 | Year | 2016-05-01
060-ACU-030 | Window Air Conditioner (Rm 271-Pipe Shop) |  |  | 060-PIPE SHOP |  | 1
| W833601 |  | PM - Fan Coil/HV/AC Unit | 1 | Year | 2016-05-01
060-ACU-031 | Window Air Conditioner (Rm 271.1-Pipe Shop) |  |  | 060-PIPE SHOP |  | 1
| W833601 |  | PM - Fan Coil/HV/AC Unit | 1 | Year | 2016-05-01
060-ACU-032 | Window Air Conditioner (Rm 263.2- AD Office) |  |  | 060-2ND FLOOR |  | 1
| W833601 |  | PM - Fan Coil/HV/AC Unit | 1 | Year | 2016-05-01
060-ACU-033 | Window Air Conditioner (Rm 261- Director's Office) |  |  | 060-2ND FLOOR |  | 1
| W833601 |  | PM - Fan Coil/HV/AC Unit | 1 | Year | 2016-05-01
060-ACU-034 | Window Air Conditioner (Rm 241.1- Paint Shop) |  |  | 060-2ND FLOOR |  | 1
| W833601 |  | PM - Fan Coil/HV/AC Unit | 1 | Year | 2016-05-01
060-ACU-035 | Window Air Conditioner (Rm 247.1- Paint Shop) |  |  | 060-2ND FLOOR |  | 1
| W833601 |  | PM - Fan Coil/HV/AC Unit | 1 | Year | 2016-05-01
062-ACC-001 | Air Cooled Condensing Unit - Center for Urban Studies-CATEGORY B |  |  | 062-02502.00 |  | 1
|  |  | 2TTA0048A3000AA | 7041T433F
062-ACC-002 | Air Cooled Condensing Unit - Center for Urban Studies-CATEGORY B |  |  | 062-02502.00 |  | 1
|  |  | 2TTA0048A3000AA | 73832E83F
062-ACU-001 | Chiller 1 |  |  |  |  | 1
| TraneChiller |  | RTAA1854 | U95G29252
| W990009 |  | PM - Water/Air Cooled Condenser | 1 | Year | 2016-04-01
062-ACU-001 | Chiller 1 |  |  |  |  | 1
| TraneChiller |  | RTAA1854 | U95G29252
| TRN_CH_ANN |  | PM - Trane Chillers: Comprehensive Annual PM Service for Centrifugal/Rotary Screw (Water Cooled)/ Rotary (Air Cooled) Chillers | 1 | Year | 2015-12-01
062-ACU-001 | Chiller 1 |  |  |  |  | 1
| TraneChiller |  | RTAA1854 | U95G29252
| TRN_CH_SU |  | PM - Trane Chillers: Start-up Services for Centrifugal/Rotary Screw (Water Cooled)/ Rotary (Air Cooled) Chillers | 1 | Year | 2016-05-01
062-ACU-001 | Chiller 1 |  |  |  |  | 1
| TraneChiller |  | RTAA1854 | U95G29252
| TRN_CH_OP |  | PM - Trane Chillers: Operational Inspections Services for Centrifugal/Rotary Screw (Water Cooled)/ Rotary (Air Cooled) Chillers | 1 | Year | 2016-07-01
062-ACU-002 | Chiller 2 |  |  |  |  | 1
| TraneChiller |  | 30GT1906 | UG95G29251
| W990009 |  | PM - Water/Air Cooled Condenser | 1 | Year | 2016-04-01
062-ACU-002 | Chiller 2 |  |  |  |  | 1
| TraneChiller |  | 30GT1906 | UG95G29251
| TRN_CH_ANN |  | PM - Trane Chillers: Comprehensive Annual PM Service for Centrifugal/Rotary Screw (Water Cooled)/ Rotary (Air Cooled) Chillers | 1 | Year | 2015-12-01
062-ACU-002 | Chiller 2 |  |  |  |  | 1
| TraneChiller |  | 30GT1906 | UG95G29251
| TRN_CH_SU |  | PM - Trane Chillers: Start-up Services for Centrifugal/Rotary Screw (Water Cooled)/ Rotary (Air Cooled) Chillers | 1 | Year | 2016-05-01
062-ACU-002 | Chiller 2 |  |  |  |  | 1
| TraneChiller |  | 30GT1906 | UG95G29251
| TRN_CH_OP |  | PM - Trane Chillers: Operational Inspections Services for Centrifugal/Rotary Screw (Water Cooled)/ Rotary (Air Cooled) Chillers | 1 | Year | 2016-07-01
062-ACU-003 | Center for Urban Studies - Lab Air Conditioning System-CATEGORY B |  |  | 062-02502.00 |  | 1
|  |  | P-8-NPT | 08CP29
| W-S-AHU |  | PM - Semi Anunal Air Handling Unit Inspection | 6 | Month | 2016-07-07
064-ACU-001 | Air Conditioning Unit #1 |  |  | 064-2ND FLOOR |  | 1
| Ocean Aire Polaris |  | PCW1211 | H2-20080
| W990009 |  | PM - Water/Air Cooled Condenser | 1 | Year | 2015-11-15
064-ACU-002 | Air Conditioning Unit #2 |  |  | 064-3RD FLOOR |  | 1
| Ocean Aire Polaris |  | PCW1811 | H2-20095
| W990009 |  | PM - Water/Air Cooled Condenser | 1 | Year | 2015-11-15
064-ACU-101 | Window Air Conditioning Unit 101 |  |  | 064-00101.00 |  | 1
| WAC |  | Window AC Unit - Annual Maintenance | 1 | Year | 2016-09-01
064-ACU-104 | Window Air Conditioning Unit 104 |  |  | 064-00104.00 |  | 1
Fredrich
| WAC |  | Window AC Unit - Annual Maintenance | 1 | Year | 2016-09-01
064-ACU-105 | Window Air Conditioning Unit 105 |  |  | 064-00105.00 |  | 1
| WAC |  | Window AC Unit - Annual Maintenance | 1 | Year | 2016-09-01
064-ACU-109 | Window Air Conditioning Unit 109 |  |  | 064-00109.00 |  | 1
Fedders
| WAC |  | Window AC Unit - Annual Maintenance | 1 | Year | 2016-09-01
064-ACU-111 | Window Air Conditioning Unit 111 |  |  | 064-00111.00 |  | 1
| WAC |  | Window AC Unit - Annual Maintenance | 1 | Year | 2016-09-01
064-ACU-112 | Window Air Conditioning Unit 112 |  |  | 064-00112.00 |  | 1
Fedders
| WAC |  | Window AC Unit - Annual Maintenance | 1 | Year | 2016-09-01
064-ACU-114 | Window Air Conditioning Unit 114 |  |  | 064-00114.00 |  | 1
| WAC |  | Window AC Unit - Annual Maintenance | 1 | Year | 2016-09-01
064-ACU-117 | Window Air Conditioning Unit 117 |  |  | 064-00117.00 |  | 1
|  |  | WS12A30D | LKBR11052
| WAC |  | Window AC Unit - Annual Maintenance | 1 | Year | 2016-09-01
064-ACU-201 | Window Air Conditioning Unit 201 |  |  | 064-00201.00 |  | 1
Fredrich
| WAC |  | Window AC Unit - Annual Maintenance | 1 | Year | 2016-09-01
064-ACU-202 | Window Air Conditioning Unit 202 |  |  | 064-00202.00 |  | 1
Frigidare
| WAC |  | Window AC Unit - Annual Maintenance | 1 | Year | 2016-09-01
064-ACU-203 | Window Air Conditioning Unit 203 |  |  | 064-00203.00 |  | 1
Fredrich
| WAC |  | Window AC Unit - Annual Maintenance | 1 | Year | 2016-09-01
064-ACU-204 | Window Air Conditioning Unit 204 |  |  | 064-00204.00 |  | 1
| WAC |  | Window AC Unit - Annual Maintenance | 1 | Year | 2016-09-01
064-ACU-205 | Window Air Conditioning Unit 205 |  |  | 064-00205.00 |  | 1
Fredrich
| WAC |  | Window AC Unit - Annual Maintenance | 1 | Year | 2016-09-01
064-ACU-206 | Window Air Conditioning Unit 206 |  |  | 064-00206.00 |  | 1
Fredrich
| WAC |  | Window AC Unit - Annual Maintenance | 1 | Year | 2016-09-01
064-ACU-207 | Window Air Conditioning Unit 207 |  |  | 064-00207.00 |  | 1
| Fedders |  | SQ08N10-A | ABFY04897
| WAC |  | Window AC Unit - Annual Maintenance | 1 | Year | 2016-09-01
064-ACU-209 | Window Air Conditioning Unit 209 |  |  | 064-00209.00 |  | 1
Fedders
| WAC |  | Window AC Unit - Annual Maintenance | 1 | Year | 2016-09-01
064-ACU-211 | Window Air Conditioning Unit 211 |  |  | 064-00211.00 |  | 1
Fedders
| WAC |  | Window AC Unit - Annual Maintenance | 1 | Year | 2016-09-01
064-ACU-212 | Window Air Conditioning Unit 212 |  |  | 064-00212.00 |  | 1
Fredrich
| WAC |  | Window AC Unit - Annual Maintenance | 1 | Year | 2016-09-01
064-ACU-213 | Window Air Conditioning Unit 213 |  |  | 064-00213.00 |  | 1
Fredrich
| WAC |  | Window AC Unit - Annual Maintenance | 1 | Year | 2016-09-01
064-ACU-216 | Window Air Conditioning Unit 216 |  |  | 064-00216.00 |  | 1
Fedders
| WAC |  | Window AC Unit - Annual Maintenance | 1 | Year | 2016-09-01
064-ACU-217 | Window Air Conditioning Unit 217 |  |  | 064-00217.00 |  | 1
Fredrich
| WAC |  | Window AC Unit - Annual Maintenance | 1 | Year | 2016-09-01
064-ACU-301 | Window Air Conditioning Unit 301 |  |  | 064-00301.00 |  | 1
Fredrich
| WAC |  | Window AC Unit - Annual Maintenance | 1 | Year | 2016-09-01
064-ACU-302 | Window Air Conditioning Unit 302 |  |  | 064-00302.00 |  | 1
| WAC |  | Window AC Unit - Annual Maintenance | 1 | Year | 2016-09-01
064-ACU-304 | Window Air Conditioning Unit 304 |  |  | 064-00304.00 |  | 1
| WAC |  | Window AC Unit - Annual Maintenance | 1 | Year | 2016-09-01
064-ACU-306 | Window Air Conditioning Unit 306 |  |  | 064-00306.00 |  | 1
Frigidare
| WAC |  | Window AC Unit - Annual Maintenance | 1 | Year | 2016-09-01
064-ACU-307 | Window Air Conditioning Unit 307 |  |  | 064-00307.00 |  | 1
Fredrich
| WAC |  | Window AC Unit - Annual Maintenance | 1 | Year | 2016-09-01
064-ACU-309 | Window Air Conditioning Unit 309 |  |  | 064-00309.00 |  | 1
|  |  | SQ08N10-A | ACCY02692
| WAC |  | Window AC Unit - Annual Maintenance | 1 | Year | 2016-09-01
064-ACU-311 | Window Air Conditioning Unit 311 |  |  | 064-00311.00 |  | 1
| WAC |  | Window AC Unit - Annual Maintenance | 1 | Year | 2016-09-01
064-ACU-312 | Window Air Conditioning Unit 312 |  |  | 064-00312.00 |  | 1
| Fredrich |  | SS12N30-A | ABKZ02800
| WAC |  | Window AC Unit - Annual Maintenance | 1 | Year | 2016-09-01
064-ACU-314 | Window Air Conditioning Unit 314 |  |  | 064-00314.00 |  | 1
| Fedders |  | SS12N30-A | ACCZ00044
| WAC |  | Window AC Unit - Annual Maintenance | 1 | Year | 2016-09-01
064-ACU-316 | Window Air Conditioning Unit 316 |  |  | 064-00316.00 |  | 1
Fedders
| WAC |  | Window AC Unit - Annual Maintenance | 1 | Year | 2016-09-01
064-ACU-317 | Window Air Conditioning Unit 317 |  |  | 064-00317.00 |  | 1
Fredrich
| WAC |  | Window AC Unit - Annual Maintenance | 1 | Year | 2016-09-01
065-ACU-001 | Chiller 1, Air Cooled |  |  | 065-ROOF |  | 1
| McQuay |  | ALS204A | STNU990800145
| W990009 |  | PM - Water/Air Cooled Condenser | 1 | Year | 2016-04-01
065-ACU-001 | Chiller 1, Air Cooled |  |  | 065-ROOF |  | 1
| McQuay |  | ALS204A | STNU990800145
| W990009 |  | PM - Water/Air Cooled Condenser | 1 | Year | 2016-07-01
065-ACU-001 | Chiller 1, Air Cooled |  |  | 065-ROOF |  | 1
| McQuay |  | ALS204A | STNU990800145
| MCQ_CH_OP |  | PM - McQuay Chillers: Operational Inspections for Centrifugal & Screw Chille (Air cooled) Chillers | 2 | Month | 2016-08-01
065-ACU-001 | Chiller 1, Air Cooled |  |  | 065-ROOF |  | 1
| McQuay |  | ALS204A | STNU990800145
| MCQ_CH_ANN |  | PM - McQuay Chillers: Annual Comprehensive Inspections for Centrifugal & Screw (Air cooled) Chillers | 1 | Year | 2015-12-01
065-ACU-001 | Chiller 1, Air Cooled |  |  | 065-ROOF |  | 1
| McQuay |  | ALS204A | STNU990800145
| MCQ_CH_SU |  | PM - McQuay Chillers: Seasonal Start Up for Centrifugal & Screw (Air cooled) Chillers | 1 | Year | 2016-05-01
065-ACU-002 | Condensing Unit for Main Cooler, Rm 214 |  |  | 065-ROOF |  | 1
| W990009 |  | PM - Water/Air Cooled Condenser | 1 | Year | 2016-07-01
065-ACU-002 | Condensing Unit for Main Cooler, Rm 214 |  |  | 065-ROOF |  | 1
| W990009 |  | PM - Water/Air Cooled Condenser | 1 | Year | 2016-04-01
065-ACU-003 | Condensing Unit for Main Cooler, Rm 214 |  |  | 065-ROOF |  | 1
| W990009 |  | PM - Water/Air Cooled Condenser | 1 | Year | 2016-07-01
065-ACU-003 | Condensing Unit for Main Cooler, Rm 214 |  |  | 065-ROOF |  | 1
| W990009 |  | PM - Water/Air Cooled Condenser | 1 | Year | 2016-04-01
065-ACU-005 | 1 1/2 Ton Air conditioning unit for Rm 217 |  |  | 065-ROOF |  | 1
| Sanyo |  | CL1822 | 23293
| W990009 |  | PM - Water/Air Cooled Condenser | 1 | Year | 2016-04-01
065-ACU-005 | 1 1/2 Ton Air conditioning unit for Rm 217 |  |  | 065-ROOF |  | 1
| Sanyo |  | CL1822 | 23293
| W990009 |  | PM - Water/Air Cooled Condenser | 1 | Year | 2016-07-01
065-ACU-007 | 1 1/2 Ton Air Conditioning Unit for Rm 417 |  |  | 065-ROOF |  | 1
| Sanyo |  | CL1822 | 50484
| W990009 |  | PM - Water/Air Cooled Condenser | 1 | Year | 2016-04-01
065-ACU-007 | 1 1/2 Ton Air Conditioning Unit for Rm 417 |  |  | 065-ROOF |  | 1
| Sanyo |  | CL1822 | 50484
| W990009 |  | PM - Water/Air Cooled Condenser | 1 | Year | 2016-07-01
065-ACU-008 | 1 1/2 Ton Air Conditioning Uni for Rm 115 |  |  | 065-00115.00 |  | 1
| W990009 |  | PM - Water/Air Cooled Condenser | 1 | Year | 2016-04-01
065-ACU-009 | Primary Room A/C Unit |  |  | 065-00116.00 |  | 1
| W990009 |  | PM - Water/Air Cooled Condenser | 1 | Year | 2016-07-01
065-ACU-009 | Primary Room A/C Unit |  |  | 065-00116.00 |  | 1
| W990009 |  | PM - Water/Air Cooled Condenser | 1 | Year | 2016-04-01
065-ACU-010 | Primary Room A/C Unit |  |  | 065-00116.00 |  | 1
| W990009 |  | PM - Water/Air Cooled Condenser | 1 | Year | 2016-04-01
065-ACU-010 | Primary Room A/C Unit |  |  | 065-00116.00 |  | 1
| W990009 |  | PM - Water/Air Cooled Condenser | 1 | Year | 2016-07-01
066-ACU-001 | Trane A/C Unit on Stilts |  |  | 066-NW OUTSID |  | 1
Trane.
| W990009 |  | PM - Water/Air Cooled Condenser | 1 | Year | 2016-07-01
066-ACU-001 | Trane A/C Unit on Stilts |  |  | 066-NW OUTSID |  | 1
Trane.
| W990009 |  | PM - Water/Air Cooled Condenser | 1 | Year | 2016-04-01
066-ACU-002 | Split A/C System 2 w/ Air Handler |  |  | 066-E SIDE |  | 1
| W990009 |  | PM - Water/Air Cooled Condenser | 1 | Year | 2016-04-01
066-ACU-002 | Split A/C System 2 w/ Air Handler |  |  | 066-E SIDE |  | 1
| W990009 |  | PM - Water/Air Cooled Condenser | 1 | Year | 2016-07-01
066-ACU-003 | Split A/C System 3 w/ Air Handler |  |  | 066-E SIDE |  | 1
| W990009 |  | PM - Water/Air Cooled Condenser | 1 | Year | 2016-04-01
066-ACU-003 | Split A/C System 3 w/ Air Handler |  |  | 066-E SIDE |  | 1
| W990009 |  | PM - Water/Air Cooled Condenser | 1 | Year | 2016-07-01
067-ACU-001 | Temporary Chiller |  |  | 067-W. SIDE |  | 1
| W990009 |  | PM - Water/Air Cooled Condenser | 1 | Year | 2016-04-01
067-ACU-001 | Temporary Chiller |  |  | 067-W. SIDE |  | 1
| W990009 |  | PM - Water/Air Cooled Condenser | 1 | Year | 2016-07-01
067-ACU-002 | Rooftop Chiller |  |  | 067-ROOF |  | 1
Trane.
| W990009 |  | PM - Water/Air Cooled Condenser | 1 | Year | 2016-07-01
067-ACU-002 | Rooftop Chiller |  |  | 067-ROOF |  | 1
Trane.
| W990009 |  | PM - Water/Air Cooled Condenser | 1 | Year | 2016-04-01
067-ACU-003 | South End Air Conditioning Unit |  |  | 067-ROOF |  | 1
| Trane. |  | TCH090D300BC | M28100742D
| W990009 |  | PM - Water/Air Cooled Condenser | 1 | Year | 2016-07-01
067-ACU-109 | Split System A/C Unit |  |  | 067-00109.00 |  | 1
|  |  | YCIV02075A46VAGS | RBVM024611
| W990009 |  | PM - Water/Air Cooled Condenser | 1 | Year | 2016-07-01
067-ACU-109 | Split System A/C Unit |  |  | 067-00109.00 |  | 1
|  |  | YCIV02075A46VAGS | RBVM024611
| YRK_CH_ANN |  | PM - York Chillers: Comprehensive PM Service for Centrifugal/Screw/Scroll/& Absorber Chillers | 1 | Year | 2016-01-01
067-ACU-109 | Split System A/C Unit |  |  | 067-00109.00 |  | 1
|  |  | YCIV02075A46VAGS | RBVM024611
| YRK_CH_OP |  | PM - York Chillers: Operational Inspections for Centrifugal/Screw/Scroll/& Absorber Chillers | 1 | Month | 2016-09-01
067-ACU-109 | Split System A/C Unit |  |  | 067-00109.00 |  | 1
|  |  | YCIV02075A46VAGS | RBVM024611
| W990009 |  | PM - Water/Air Cooled Condenser | 1 | Year | 2016-07-01
067-ACU-126 | Through the Wall AC unit |  |  | 067-00126.00 |  | 1
| Fredrich |  | WS12A30E-B | LCDR03616
071-ACU-003 | AC Unit (2nd Floor, North West End) |  |  | 071-2ND FLR |  | 1
| W833601 |  | PM - Fan Coil/HV/AC Unit | 1 | Year | 2016-06-01
071-ACU-006 | AC Unit 2 (North West End) |  |  | 071-3RD FLR |  | 1
| Trane. |  | SWUB-B756-L | T96A22671
| W833601 |  | PM - Fan Coil/HV/AC Unit | 1 | Year | 2016-06-01
071-ACU-012 | AC Unit w/ 2 Compressors (Transformer Room - East) |  |  | 071-BASEMENT |  | 1
Carrier
| W833601 |  | PM - Fan Coil/HV/AC Unit | 1 | Year | 2016-07-01
071-ACU-013 | AC Unit w/ 2 Compressors (Transformer Room - West) |  |  | 071-BASEMENT |  | 1
Carrier
| W833601 |  | PM - Fan Coil/HV/AC Unit | 1 | Year | 2016-07-01
071-ACU-014 | AC Unit 1 (Passenger Elevator Penthouse) |  |  | 071-15TH FLR |  | 1
Trane.
| W833601 |  | PM - Fan Coil/HV/AC Unit | 1 | Year | 2016-07-01
071-ACU-015 | AC Unit 2 (Passenger Elevator Penthouse) |  |  | 071-15TH FLR |  | 1
Trane.
| W833601 |  | PM - Fan Coil/HV/AC Unit | 1 | Year | 2016-07-01
078-ACU-001 | Air Conditioning/Heating Unit, RTU 1, Players Locker Room |  |  | 078-ROOF |  | 1
| Trane. |  | TFD204B40CJ | CST1030: 437101455D
| PREFILTERS |  | Replace PRE-filters | 4 | Month | 2016-08-01
078-ACU-002A | Air Conditioning/Heating Unit, RTU 2A, West Coaches Office |  |  | 078-ROOF |  | 1
| Trane. |  | YSC120A4RHA1PH1000000A200 | 436101376L
| PREFILTERS |  | Replace PRE-filters | 4 | Month | 2016-08-01
078-ACU-002B | Air Conditioning/Heating Unit, RTU 2B, East Coaches Office |  |  | 078-ROOF |  | 1
| Trane. |  | YSC120A4RHA1PH1000000A200 | 436101318L
| PREFILTERS |  | Replace PRE-filters | 4 | Month | 2016-08-01
078-ACU-003 | Air Conditioning/Heating Unit, RTU 3, Equipment/Training Room |  |  | 078-ROOF |  | 1
Trane.
| PREFILTERS |  | Replace PRE-filters | 4 | Month | 2016-08-01
078-ACU-004 | Window AC Unit, Field Maintenance Office |  |  |  |  | 1
080-ACU-001 | Air Conditioning Unit RTU-1 (Office 101) |  |  | 080-ROOF |  | 1
| TraneChiller |  | TCD090C400BC | L10103177D
| PREFILTERS |  | Replace PRE-filters | 3 | Month | 2016-10-01
080-ACU-001 | Air Conditioning Unit RTU-1 (Office 101) |  |  | 080-ROOF |  | 1
| TraneChiller |  | TCD090C400BC | L10103177D
| W990009 |  | PM - Water/Air Cooled Condenser | 1 | Year | 2016-03-15
080-ACU-002 | Air Conditioning Unit RTU-2 (Office 104) |  |  | 080-ROOF |  | 1
| United Coolair Corp. |  | E10G3A | 980483
| PREFILTERS |  | Replace PRE-filters | 3 | Month | 2016-10-01
080-ACU-002 | Air Conditioning Unit RTU-2 (Office 104) |  |  | 080-ROOF |  | 1
| United Coolair Corp. |  | E10G3A | 980483
| W990009 |  | PM - Water/Air Cooled Condenser | 1 | Year | 2016-03-15
080-ACU-003 | Air Conditioning Unit RTU-3 (Office 103) |  |  | 080-ROOF |  | 1
| United Coolair Corp. |  | B5G4ASN | 990985
| PREFILTERS |  | Replace PRE-filters | 3 | Month | 2016-10-01
080-ACU-003 | Air Conditioning Unit RTU-3 (Office 103) |  |  | 080-ROOF |  | 1
| United Coolair Corp. |  | B5G4ASN | 990985
| W990009 |  | PM - Water/Air Cooled Condenser | 1 | Year | 2016-03-15
080-ACU-004 | Trane RTU |  |  | 080-00225.00 |  | 1
| Carrier |  | 30HK-050-A-600 | 3596F 24970
| PREFILTERS |  | Replace PRE-filters | 3 | Month | 2016-10-01
080-ACU-004 | Trane RTU |  |  | 080-00225.00 |  | 1
| Carrier |  | 30HK-050-A-600 | 3596F 24970
| WPM0001 |  | PM - Punch Tubes - Chiller/Absorber | 1 | Year | 2016-01-01
082-ACU-001 | Trane Rooftop Unit 1 |  |  | 082-Roof |  | 1
| TraneChiller |  | CCB4800A00AAOB | U02D03797
082-ACU-002 | Trane Rooftop Unit 2 |  |  | 082-Roof |  | 1
| TraneChiller |  | CCB48OBAOOOAAOB
082-ACU-003 | Chiller 1 - Trane Screw Chiller |  |  |  |  | 1
| TraneChiller |  | RTAC300 | U02D03797
| TRN_CH_SU |  | PM - Trane Chillers: Start-up Services for Centrifugal/Rotary Screw (Water Cooled)/ Rotary (Air Cooled) Chillers | 1 | Year | 2016-05-01
082-ACU-003 | Chiller 1 - Trane Screw Chiller |  |  |  |  | 1
| TraneChiller |  | RTAC300 | U02D03797
| TRN_CH_OP |  | PM - Trane Chillers: Operational Inspections Services for Centrifugal/Rotary Screw (Water Cooled)/ Rotary (Air Cooled) Chillers | 1 | Year | 2016-07-01
082-ACU-003 | Chiller 1 - Trane Screw Chiller |  |  |  |  | 1
| TraneChiller |  | RTAC300 | U02D03797
| W990009 |  | PM - Water/Air Cooled Condenser | 1 | Year | 2016-04-01
082-ACU-003 | Chiller 1 - Trane Screw Chiller |  |  |  |  | 1
| TraneChiller |  | RTAC300 | U02D03797
| TRN_CH_ANN |  | PM - Trane Chillers: Comprehensive Annual PM Service for Centrifugal/Rotary Screw (Water Cooled)/ Rotary (Air Cooled) Chillers | 1 | Year | 2015-12-01
085-ACU-001 | Air Conditioning Unit, RTU-1 |  |  | 085-ROOF |  | 1
| McQuay |  | RDT125CLW | FBOUO2060086002
| PREFILTERS |  | Replace PRE-filters | 3 | Month | 2016-10-03
085-ACU-001 | Air Conditioning Unit, RTU-1 |  |  | 085-ROOF |  | 1
| McQuay |  | RDT125CLW | FBOUO2060086002
| AHU-ANNUAL |  | PM - Air Handling Unit (ANNUAL) | 1 | Year | 2016-05-01
089-ACU-001 | Trane Chiller - 1 |  |  | 089-06135.00 |  | 1
| TraneChiller |  | CVHE080S | L90D00989
| WPM0001 |  | PM - Punch Tubes - Chiller/Absorber | 1 | Year | 2016-01-01
089-ACU-001 | Trane Chiller - 1 |  |  | 089-06135.00 |  | 1
| TraneChiller |  | CVHE080S | L90D00989
| TRN_CH_OP |  | PM - Trane Chillers: Operational Inspections Services for Centrifugal/Rotary Screw (Water Cooled)/ Rotary (Air Cooled) Chillers | 1 | Year | 2016-07-01
089-ACU-001 | Trane Chiller - 1 |  |  | 089-06135.00 |  | 1
| TraneChiller |  | CVHE080S | L90D00989
| TRN_CH_ANN |  | PM - Trane Chillers: Comprehensive Annual PM Service for Centrifugal/Rotary Screw (Water Cooled)/ Rotary (Air Cooled) Chillers | 1 | Year | 2015-12-01
089-ACU-001 | Trane Chiller - 1 |  |  | 089-06135.00 |  | 1
| TraneChiller |  | CVHE080S | L90D00989
| TRN_CH_SU |  | PM - Trane Chillers: Start-up Services for Centrifugal/Rotary Screw (Water Cooled)/ Rotary (Air Cooled) Chillers | 1 | Year | 2016-05-01
090-ACU-0315.1 | Trane Air Conditioning Unit -Basement Lab 0315 |  |  | 090-00315.00 |  | 1
| Trane. |  | SWUB-B506E | S90E00593
| W841601 |  | PM - Air Handling Unit, HV Type | 1 | Year | 2016-05-01
090-ACU-0315.2 | Trane Air Conditioning Unit Basement Lab 0315 |  |  | 090-00315.00 |  | 1
| Trane. |  | SWUB-B506E | S90E33592
| W841601 |  | PM - Air Handling Unit, HV Type | 1 | Year | 2016-05-01
090-ACU-0320 | Room A/C Unit 0320 |  |  | 090-00320.00 |  | 1
| Trane. |  | SWub-b506-e | S90F36658
| W841601 |  | PM - Air Handling Unit, HV Type | 1 | Year | 2016-05-01
090-ACU-0320.1 | Room A/C Unit 0320.1 |  |  | 090-00320.00 |  | 1
McQuay
| W841601 |  | PM - Air Handling Unit, HV Type | 1 | Year | 2016-05-01
090-ACU-0320.2 | Room A/C Unit 0320.2 |  |  | 090-00320.00 |  | 1
McQuay
| W841601 |  | PM - Air Handling Unit, HV Type | 1 | Year | 2016-05-01
090-ACU-0324 | Room A/C Unit 0324 |  |  | 090-00324.00 |  | 1
| McQuay |  | SCB-121A | 4QC-40951-00
| W841601 |  | PM - Air Handling Unit, HV Type | 1 | Year | 2016-05-01
090-ACU-0325 | Room A/C Unit 0325 |  |  | 090-00325.00 |  | 1
McQuay
| W841601 |  | PM - Air Handling Unit, HV Type | 1 | Year | 2016-05-01
090-ACU-0327 | Room A/C Unit 0327 |  |  | 090-00327.00 |  | 1
McQuay
| W841601 |  | PM - Air Handling Unit, HV Type | 1 | Year | 2016-05-01
090-ACU-0330 | Room A/C Unit 0330 |  |  | 090-00330.00 |  | 1
McQuay
| W841601 |  | PM - Air Handling Unit, HV Type | 1 | Year | 2016-05-01
090-ACU-0331 | Room A/C Unit 0331 |  |  | 090-00331.00 |  | 1
Trane.
| W841601 |  | PM - Air Handling Unit, HV Type | 1 | Year | 2016-05-01
090-ACU-0346A | UPS Room A/C - West Unit Rm 00346 |  |  | 090-00346.00 |  | 1
|  |  | A05XPXXXJ | 309D153228976-02
| W841601 |  | PM - Air Handling Unit, HV Type | 1 | Year | 2016-05-01
090-ACU-0346B | UPS Room A/C - East Unit Rm 00346 |  |  | 090-00346.00 |  | 1
|  |  | A05XPXXXJ | 309D153228975-02
| W841601 |  | PM - Air Handling Unit, HV Type | 1 | Year | 2016-05-01
090-ACU-1305 | Room A/C Unit 1305 |  |  | 090-01305.00 |  | 1
Carrier
| W841601 |  | PM - Air Handling Unit, HV Type | 1 | Year | 2016-05-01
090-ACU-1310 | Room A/C Unit 1310 |  |  | 090-01310.00 |  | 1
Carrier
| W841601 |  | PM - Air Handling Unit, HV Type | 1 | Year | 2016-05-01
090-ACU-1320 | Room A/C Unit 1320 |  |  | 090-01320.00 |  | 1
Carrier
| W841601 |  | PM - Air Handling Unit, HV Type | 1 | Year | 2016-05-01
090-ACU-1325 | Room A/C Unit 1325 |  |  | 090-01325.00 |  | 1
Carrier
| W841601 |  | PM - Air Handling Unit, HV Type | 1 | Year | 2016-05-01
090-ACU-1330.1 | Room A/C Unit 1330.1 |  |  | 090-01330.00 |  | 1
| W841601 |  | PM - Air Handling Unit, HV Type | 1 | Year | 2016-05-01
090-ACU-1330.2 | Room A/C Unit 1330.2 |  |  | 090-01330.00 |  | 1
| W841601 |  | PM - Air Handling Unit, HV Type | 1 | Year | 2016-05-01
090-ACU-1336 | Room A/C Unit 1336 |  |  | 090-01336.00 |  | 1
McQuay
| W841601 |  | PM - Air Handling Unit, HV Type | 1 | Year | 2016-05-01
090-ACU-1338 | Room A/C Unit 1338 |  |  | 090-01338.00 |  | 1
| McQuay |  | SCB-121A | 4QB-42616-00
| W841601 |  | PM - Air Handling Unit, HV Type | 1 | Year | 2016-05-01
090-ACU-1342 | Room A/C Unit 1342 |  |  | 090-01342.00 |  | 1
McQuay
| W841601 |  | PM - Air Handling Unit, HV Type | 1 | Year | 2016-05-01
090-ACU-1344 | Room A/C Unit 1344 |  |  | 090-01344.00 |  | 1
McQuay
| W841601 |  | PM - Air Handling Unit, HV Type | 1 | Year | 2016-05-01
090-ACU-1348 | Room A/C Unit 1348 |  |  | 090-01348.00 |  | 1
McQuay
| W841601 |  | PM - Air Handling Unit, HV Type | 1 | Year | 2016-05-01
090-ACU-1350 | Room A/C Unit 1350 |  |  | 090-01350.00 |  | 1
McQuay
| W841601 |  | PM - Air Handling Unit, HV Type | 1 | Year | 2016-05-01
090-ACU-1353 | Room A/C Unit 1353 |  |  | 090-01353.00 |  | 1
McQuay
| W841601 |  | PM - Air Handling Unit, HV Type | 1 | Year | 2016-05-01
090-ACU-1354 | Room A/C Unit 1354 |  |  | 090-01354.00 |  | 1
McQuay
| W841601 |  | PM - Air Handling Unit, HV Type | 1 | Year | 2016-05-01
090-ACU-1355 | Room A/C Unit 1355 |  |  | 090-01355.00 |  | 1
McQuay
| W841601 |  | PM - Air Handling Unit, HV Type | 1 | Year | 2016-05-01
090-ACU-1356 | Room A/C Unit 1356 |  |  | 090-01356.00 |  | 1
McQuay
| W841601 |  | PM - Air Handling Unit, HV Type | 1 | Year | 2016-05-01
090-ACU-1359 | Room A/C Unit 1359 |  |  | 090-01359.00 |  | 1
McQuay
| W841601 |  | PM - Air Handling Unit, HV Type | 1 | Year | 2016-05-01
090-ACU-1360 | Room A/C Unit 1360 |  |  | 090-01360.00 |  | 1
McQuay
| W841601 |  | PM - Air Handling Unit, HV Type | 1 | Year | 2016-05-01
090-ACU-1361 | Room A/C Unit 1361 |  |  | 090-01361.00 |  | 1
McQuay
| W841601 |  | PM - Air Handling Unit, HV Type | 1 | Year | 2016-05-01
090-ACU-1405 | Room A/C Unit 1405 |  |  | 090-01405.00 |  | 1
McQuay
| W841601 |  | PM - Air Handling Unit, HV Type | 1 | Year | 2016-05-01
090-ACU-1410 | Room A/C Unit 1410 |  |  | 090-01410.00 |  | 1
| McQuay |  | UF240WIRXA | 5QDMG00600
| W841601 |  | PM - Air Handling Unit, HV Type | 1 | Year | 2016-05-01
090-ACU-2305.1 | Eng Lab Wing 2nd FL |  |  | 090-02305.10 |  | 1
| McQuay |  | SCB161A
| W841601 |  | PM - Air Handling Unit, HV Type | 1 | Year | 2016-05-01
090-ACU-2310 | Room A/C Unit 2310 |  |  | 090-02310.00 |  | 1
McQuay
| W841601 |  | PM - Air Handling Unit, HV Type | 1 | Year | 2016-05-01
090-ACU-2311 | Room A/C Unit 2311 |  |  | 090-02311.00 |  | 1
McQuay
| W841601 |  | PM - Air Handling Unit, HV Type | 1 | Year | 2016-05-01
090-ACU-2316 | Room A/C Unit 2316 |  |  | 090-02316.00 |  | 1
McQuay
| W841601 |  | PM - Air Handling Unit, HV Type | 1 | Year | 2016-05-01
090-ACU-2319.1 | Room A/C Unit, Ceiling Unit 2319.1 |  |  | 090-02319.00 |  | 1
McQuay
| W841601 |  | PM - Air Handling Unit, HV Type | 1 | Year | 2016-05-01
090-ACU-2319.2 | Room A/C Unit, Floor Unit 2319.2 |  |  | 090-02319.00 |  | 1
McQuay
| W841601 |  | PM - Air Handling Unit, HV Type | 1 | Year | 2016-05-01
090-ACU-2322.1 | Room A/C Unit 2322 |  |  | 090-02322.00 |  | 1
|  |  | FNP (Johnson Controls) | FCJ110203-04
| W841601 |  | PM - Air Handling Unit, HV Type | 1 | Year | 2016-05-01
090-ACU-2322.2 | Room A/C Unit 2322 |  |  | 090-02322.00 |  | 1
|  |  | FNP (Johnson Controls) | FCJ110203-04
| W841601 |  | PM - Air Handling Unit, HV Type | 1 | Year | 2016-05-01
090-ACU-2326 | Room A/C Unit 2326 |  |  | 090-02326.00 |  | 0
| McQuay |  | SCB301A
| W841601 |  | PM - Air Handling Unit, HV Type | 1 | Year | 2016-05-01
090-ACU-2327 | Room A/C Unit 2327 |  |  | 090-02327.00 |  | 0
| McQuay |  | SCB301A | 4QC-40949-00
| W841601 |  | PM - Air Handling Unit, HV Type | 1 | Year | 2016-05-01
090-ACU-2330 | Room A/C Unit 2330 |  |  | 090-02330.00 |  | 1
Carrier
| W841601 |  | PM - Air Handling Unit, HV Type | 1 | Year | 2016-05-01
090-ACU-2332 | Room A/C Unit 2332 |  |  | 090-02332.00 |  | 1
McQuay
| W841601 |  | PM - Air Handling Unit, HV Type | 1 | Year | 2016-05-01
090-ACU-2335 | Room A/C Unit 2335 |  |  | 090-02335.00 |  | 1
McQuay
| W841601 |  | PM - Air Handling Unit, HV Type | 1 | Year | 2016-05-01
090-ACU-2336 | Room A/C Unit 2336 |  |  | 090-02336.00 |  | 1
McQuay
| W841601 |  | PM - Air Handling Unit, HV Type | 1 | Year | 2016-05-01
090-ACU-2342 | Room A/C Unit 2342 |  |  | 090-02342.00 |  | 1
McQuay
| W841601 |  | PM - Air Handling Unit, HV Type | 1 | Year | 2016-05-01
090-ACU-2348 | Room A/C Unit 2348 |  |  | 090-02348.00 |  | 1
McQuay
| W841601 |  | PM - Air Handling Unit, HV Type | 1 | Year | 2016-05-01
090-ACU-2359 | Room A/C Unit 2359 |  |  | 090-02359.00 |  | 1
McQuay
| W841601 |  | PM - Air Handling Unit, HV Type | 1 | Year | 2016-05-01
090-ACU-2360 | Room A/C Unit 2360 |  |  | 090-02360.00 |  | 1
McQuay
| W841601 |  | PM - Air Handling Unit, HV Type | 1 | Year | 2016-05-01
090-ACU-2404 | Room A/C Unit 2404 |  |  | 090-02404.00 |  | 1
McQuay
| W841601 |  | PM - Air Handling Unit, HV Type | 1 | Year | 2016-05-01
090-ACU-2405 | Room A/C Unit 2405 |  |  | 090-02405.00 |  | 1
McQuay
| W841601 |  | PM - Air Handling Unit, HV Type | 1 | Year | 2016-05-01
090-ACU-2410 | Room A/C Unit 2410 |  |  | 090-02410.00 |  | 1
McQuay
| W841601 |  | PM - Air Handling Unit, HV Type | 1 | Year | 2016-05-01
090-ACU-315.2 | A/C UNIT ROOM 0315 |  |  | 090-00315.00 |  | 1
| Trane. |  | SWUB-B506E | S90E33592
090-ACU-3310 | Room A/C Unit 3310 |  |  | 090-03310.00 |  | 1
McQuay
| W841601 |  | PM - Air Handling Unit, HV Type | 1 | Year | 2016-05-01
090-ACU-3317 | Room A/C Unit 3317 |  |  | 090-03317.00 |  | 1
McQuay
| W841601 |  | PM - Air Handling Unit, HV Type | 1 | Year | 2016-05-01
090-ACU-3321 | Room A/C Unit 3321 |  |  | 090-03321.00 |  | 1
McQuay
| W841601 |  | PM - Air Handling Unit, HV Type | 1 | Year | 2016-05-01
090-ACU-3325 | Room A/C Unit 3325 |  |  | 090-03325.00 |  | 1
McQuay
| W841601 |  | PM - Air Handling Unit, HV Type | 1 | Year | 2016-05-01
090-ACU-3330 | Room A/C Unit 3330 |  |  | 090-03330.00 |  | 1
McQuay
| W841601 |  | PM - Air Handling Unit, HV Type | 1 | Year | 2016-05-01
090-ACU-3335 | Room A/C Unit 3335 |  |  | 090-03335.00 |  | 1
McQuay
| W841601 |  | PM - Air Handling Unit, HV Type | 1 | Year | 2016-05-01
090-ACU-3337 | AC Unit Engg. LAB 3rd Floor |  |  | 090-03337.00 |  | 1
McQuay
| W841601 |  | PM - Air Handling Unit, HV Type | 1 | Year | 2016-05-01
090-ACU-3340 | Room A/C Unit 3340 |  |  | 090-03340.00 |  | 1
McQuay
| W841601 |  | PM - Air Handling Unit, HV Type | 1 | Year | 2016-05-01
090-ACU-3350 | Room A/C Unit 3350 |  |  | 090-03350.00 |  | 1
McQuay
| W841601 |  | PM - Air Handling Unit, HV Type | 1 | Year | 2016-05-01
090-ACU-3354 | Room A/C Unit 3354 |  |  | 090-03354.00 |  | 1
McQuay
| W841601 |  | PM - Air Handling Unit, HV Type | 1 | Year | 2016-05-01
090-ACU-3355 | Room A/C Unit 3355 |  |  | 090-03355.00 |  | 1
McQuay
| W841601 |  | PM - Air Handling Unit, HV Type | 1 | Year | 2016-05-01
090-ACU-3359 | Room A/C Unit Lab 3359 |  |  | 090-03359.00 |  | 1
McQuay
| W841601 |  | PM - Air Handling Unit, HV Type | 1 | Year | 2016-05-01
090-ACU-3359.1 | ENG LAB WING 3RD FL- Server Room |  |  | 090-03359.00 |  | 1
| Mitsubishi |  | PUY-A42NHA2 | 8YU00627A
| W841601 |  | PM - Air Handling Unit, HV Type | 1 | Year | 2016-05-01
090-ACU-3359.1. | ENG LAB WING 3RD FL- Server Room |  |  | 090-03359.00 |  | 1
| Mitsubishi |  | PCA-A42GA | 81A00660B
090-ACU-3360 | Room A/C Unit 3360- Capstone Lab |  |  | 090-03360.00 |  | 1
McQuay
| W841601 |  | PM - Air Handling Unit, HV Type | 1 | Year | 2016-05-01
090-ACU-401 | EDC - York Chiller 1 |  |  | 090-04505.00 |  | 1
| YORK |  | YKERETQ-CLG | YHTM314820
| WPM0001 |  | PM - Punch Tubes - Chiller/Absorber | 1 | Year | 2016-01-01
090-ACU-401 | EDC - York Chiller 1 |  |  | 090-04505.00 |  | 1
| YORK |  | YKERETQ-CLG | YHTM314820
| YRK_CH_ANN |  | PM - York Chillers: Comprehensive PM Service for Centrifugal/Screw/Scroll/& Absorber Chillers | 1 | Year | 2016-01-01
090-ACU-401 | EDC - York Chiller 1 |  |  | 090-04505.00 |  | 1
| YORK |  | YKERETQ-CLG | YHTM314820
| YRK_CH_OP |  | PM - York Chillers: Operational Inspections for Centrifugal/Screw/Scroll/& Absorber Chillers | 1 | Month | 2016-09-01
090-ACU-402 | EDC - York Chiller 2 |  |  |  |  | 1
| YORK |  | YKERETQ-CLG | SFTM998590
| WPM0001 |  | PM - Punch Tubes - Chiller/Absorber | 1 | Year | 2016-01-01
090-ACU-402 | EDC - York Chiller 2 |  |  |  |  | 1
| YORK |  | YKERETQ-CLG | SFTM998590
| YRK_CH_ANN |  | PM - York Chillers: Comprehensive PM Service for Centrifugal/Screw/Scroll/& Absorber Chillers | 1 | Year | 2016-01-01
090-ACU-402 | EDC - York Chiller 2 |  |  |  |  | 1
| YORK |  | YKERETQ-CLG | SFTM998590
| YRK_CH_OP |  | PM - York Chillers: Operational Inspections for Centrifugal/Screw/Scroll/& Absorber Chillers | 1 | Month | 2016-09-01
090-ACU-403 | EDC - YORK Cleanroom Chiller (serves Cleanroom MAU, RAF-1 & RAF-2) |  |  | 090-04501.00 |  | 1
| YORK |  | YLAA01355E46XAA | 2ETM000852
| YRK_CH_ANN |  | PM - York Chillers: Comprehensive PM Service for Centrifugal/Screw/Scroll/& Absorber Chillers | 1 | Year | 2016-01-01
090-ACU-403 | EDC - YORK Cleanroom Chiller (serves Cleanroom MAU, RAF-1 & RAF-2) |  |  | 090-04501.00 |  | 1
| YORK |  | YLAA01355E46XAA | 2ETM000852
| YRK_CH_OP |  | PM - York Chillers: Operational Inspections for Centrifugal/Screw/Scroll/& Absorber Chillers | 1 | Month | 2016-09-01
090-ACU-541 | Server Rm 2537 Air Conditioning Unit #1-Split System (SACU-1) |  |  |  |  | 1
| YORK |  | 8YCHBC
090-ACU-541B | Server Rm 2537 Air Conditioning Unit #1 (SACU-1)-CONDENSER |  |  | 090-ROOF |  | 1
|  |  | TCGD1852152A | W0G8069711
| AHU_004 |  | PM INSPECT AND CLEAN COIL | 6 | Month | 2016-04-02
090-ACU-542 | Server Rm 3551.04 Air Conditioning Unit #2-Split System (SACU-2) |  |  |  |  | 1
| YORK |  | 6YCHBC
090-ACU-542B | Server Rm 3551.04 Air Conditioning Unit #2 (SACU-2)-CONDENSER |  |  | 090-ROOF |  | 1
|  |  | TCGD2452152A | W0G8047069
| AHU_004 |  | PM INSPECT AND CLEAN COIL | 6 | Month | 2016-09-19
090-ACU-543 | Server Rm 2537 Air Conditioning Unit #3-Split System (SACU-3) |  |  |  |  | 1
| Sanyo |  | KS3682 | 00581 12
090-ACU-543B | Server Rm 2537 Air Conditioning Unit #3 (SACU-13-CONDENSER |  |  | 090-ROOF |  | 1
| Sanyo |  | C3682 | 0068212
| AHU_004 |  | PM INSPECT AND CLEAN COIL | 6 | Month | 2016-09-19
090-ACU-CR1 | Clean Room A/C & Fan Unit 1 |  |  | 090-LAB WING |  | 1
|  |  | BTC1706400CC | C34143988D
| W CR 1 |  | PM - Monthly AHU Inspection Clean Room Unit 1 | 3 | Month | 2016-09-01
090-ACU-CR2 | Clean Room A/C & Fan Unit 2 |  |  | 090-LAB WING |  | 1
| TraneAHU |  | BTC12064AONB
| W CR 2 |  | Monthly AHU Inspection Clean Room Unit 2 | 1 | Month | 2016-09-19
090-ACU-LAB | Old Lab Wing Distributed Fan Coil Cooling Units |  |  |  |  | 1
090-EDC-SYS5 | EDC Special System #5: Server Room Air Conditioning Units |  |  |  |  | 1
090-LAB-SYS1 | Lab Wing Special System #1: Server Room Air Conditioning Units |  |  |  |  | 1
090-LAB-SYS2 | Special System #2: 3rd Flr Cleanroom-serves 3314,3318, 3322 |  |  |  |  | 1
096-ACU-001 | Chiller 1 and 2 (Twin Compressor, R-134a) |  |  | 096-PENTHOUSE |  | 1
| McQuay |  | PFH087-AAAB | 56L81105-01
| WPM0001 |  | PM - Punch Tubes - Chiller/Absorber | 1 | Year | 2016-01-01
096-ACU-001 | Chiller 1 and 2 (Twin Compressor, R-134a) |  |  | 096-PENTHOUSE |  | 1
| McQuay |  | PFH087-AAAB | 56L81105-01
| MCQ_CH_OP |  | PM - McQuay Chillers: Operational Inspections for Centrifugal & Screw Chille (Air cooled) Chillers | 2 | Month | 2016-08-01
096-ACU-001 | Chiller 1 and 2 (Twin Compressor, R-134a) |  |  | 096-PENTHOUSE |  | 1
| McQuay |  | PFH087-AAAB | 56L81105-01
| MCQ_CH_ANN |  | PM - McQuay Chillers: Annual Comprehensive Inspections for Centrifugal & Screw (Air cooled) Chillers | 1 | Year | 2015-12-01
096-ACU-001 | Chiller 1 and 2 (Twin Compressor, R-134a) |  |  | 096-PENTHOUSE |  | 1
| McQuay |  | PFH087-AAAB | 56L81105-01
| MCQ_CH_SU |  | PM - McQuay Chillers: Seasonal Start Up for Centrifugal & Screw (Air cooled) Chillers | 1 | Year | 2016-05-01
104-CU-001 | SPLIT SYSTEM AIR CONDITIONING UNIT 1, ROOF |  |  |  |  | 1
| Trane. |  | TTA060C
104-CU-002 | SPLIT SYSTEM CONDITIONING UNIT 2 |  |  |  |  | 1
| Trane. |  | TTA180C400FA
115-ACU-001 | Compressor for MAU-1 - West Side Hallways |  |  | 115-ROOF |  | 1
| Trane. |  | TTA180C400FA | 2104T70DAD
115-ACU-002 | Compressor for MAU-2 - East Side Hallways |  |  | 115-ROOF |  | 1
| Trane. |  | TTA180C400FA | 2114K2AAD
127-ACU-001 | Elevator AC Unit |  |  | 127-12FL ROOF |  | 1
| Lenox |  | CB29M-21/26-4P | 5805G09478
127-ACU-002 | Aaon Rooftop AC Unit, 12th Floor Roof |  |  | 127-12FL ROOF |  | 1
AAON
127-ACU-003 | Aaon Rooftop AC Unit, 10th Floor Roof, East |  |  | 127-10FL ROOF |  | 1
| AAON |  |  | 200410-AMGJ12436
127-ACU-004 | Aaon Rooftop AC Unit, 10th Floor Roof, South |  |  | 127-10FL ROOF |  | 1
AAON
127-MAU-005 | AAON Rooftop Kitchen Make-Up Air Unit |  |  |  |  | 1
| AAON |  | RN02630AA02389M000DG0000B | 200410-ANG500611
| W833601 |  | PM - Fan Coil/HV/AC Unit | 3 | Month | 2016-09-01
127-MAU-005 | AAON Rooftop Kitchen Make-Up Air Unit |  |  |  |  | 1
| AAON |  | RN02630AA02389M000DG0000B | 200410-ANG500611
| H127 |  | Housing - Towers Kitchen Make Up Air PM | 1 | Year | 2016-01-03
127-MAU-005 | AAON Rooftop Kitchen Make-Up Air Unit |  |  |  |  | 1
| AAON |  | RN02630AA02389M000DG0000B | 200410-ANG500611
| H FOG |  | Housing Fog Treatment | 1 | Year | 2015-12-22
134-ACU-001 | York Absorber |  |  | 134-PENTHOUSE |  | 1
| YORK |  | ST-3B3-28-B | UBLM003906
| WPM0001 |  | PM - Punch Tubes - Chiller/Absorber | 1 | Year | 2016-01-01
134-ACU-001 | York Absorber |  |  | 134-PENTHOUSE |  | 1
| YORK |  | ST-3B3-28-B | UBLM003906
| YRK_CH_ANN |  | PM - York Chillers: Comprehensive PM Service for Centrifugal/Screw/Scroll/& Absorber Chillers | 1 | Year | 2016-01-01
134-ACU-001 | York Absorber |  |  | 134-PENTHOUSE |  | 1
| YORK |  | ST-3B3-28-B | UBLM003906
| YRK_CH_SU |  | PM - York Chillers: Startup Services for Absorber Chillers | 1 | Year | 2016-05-01
134-ACU-001 | York Absorber |  |  | 134-PENTHOUSE |  | 1
| YORK |  | ST-3B3-28-B | UBLM003906
| YRK_CH_OP |  | PM - York Chillers: Operational Inspections for Centrifugal/Screw/Scroll/& Absorber Chillers | 1 | Month | 2016-09-01
134-ACU-001 | York Absorber |  |  | 134-PENTHOUSE |  | 1
| YORK |  | ST-3B3-28-B | UBLM003906
| W842101 |  | PM - Absorption Unit | 1 | Year | 2016-09-19
140-ACU-001 | Trane Screw Chiller 1 |  |  | 140-00051.00 |  | 1
| TraneChiller |  | RTHB-215 | U97B09683
| WPM0001 |  | PM - Punch Tubes - Chiller/Absorber | 1 | Year | 2016-01-01
140-ACU-001 | Trane Screw Chiller 1 |  |  | 140-00051.00 |  | 1
| TraneChiller |  | RTHB-215 | U97B09683
| TRN_CH_ANN |  | PM - Trane Chillers: Comprehensive Annual PM Service for Centrifugal/Rotary Screw (Water Cooled)/ Rotary (Air Cooled) Chillers | 1 | Year | 2015-12-01
140-ACU-001 | Trane Screw Chiller 1 |  |  | 140-00051.00 |  | 1
| TraneChiller |  | RTHB-215 | U97B09683
| TRN_CH_SU |  | PM - Trane Chillers: Start-up Services for Centrifugal/Rotary Screw (Water Cooled)/ Rotary (Air Cooled) Chillers | 1 | Year | 2016-05-01
140-ACU-001 | Trane Screw Chiller 1 |  |  | 140-00051.00 |  | 1
| TraneChiller |  | RTHB-215 | U97B09683
| TRN_CH_OP |  | PM - Trane Chillers: Operational Inspections Services for Centrifugal/Rotary Screw (Water Cooled)/ Rotary (Air Cooled) Chillers | 1 | Year | 2016-07-01
140-ACU-002 | Trane Screw Chiller 2 |  |  | 140-00051.00 |  | 1
| TraneChiller |  | RTHB-215 | U97B09683
| WPM0001 |  | PM - Punch Tubes - Chiller/Absorber | 1 | Year | 2016-01-01
140-ACU-002 | Trane Screw Chiller 2 |  |  | 140-00051.00 |  | 1
| TraneChiller |  | RTHB-215 | U97B09683
| TRN_CH_ANN |  | PM - Trane Chillers: Comprehensive Annual PM Service for Centrifugal/Rotary Screw (Water Cooled)/ Rotary (Air Cooled) Chillers | 1 | Year | 2015-12-01
140-ACU-002 | Trane Screw Chiller 2 |  |  | 140-00051.00 |  | 1
| TraneChiller |  | RTHB-215 | U97B09683
| TRN_CH_SU |  | PM - Trane Chillers: Start-up Services for Centrifugal/Rotary Screw (Water Cooled)/ Rotary (Air Cooled) Chillers | 1 | Year | 2016-05-01
140-ACU-002 | Trane Screw Chiller 2 |  |  | 140-00051.00 |  | 1
| TraneChiller |  | RTHB-215 | U97B09683
| TRN_CH_OP |  | PM - Trane Chillers: Operational Inspections Services for Centrifugal/Rotary Screw (Water Cooled)/ Rotary (Air Cooled) Chillers | 1 | Year | 2016-07-01
141-ACU-001 | Air Conditioning Unit |  |  | 141-AC SHOP |  | 1
| Trane. |  | SWUB-B506-L | T96A22673
| W990009 |  | PM - Water/Air Cooled Condenser | 1 | Year | 2016-03-15
141-ACU-002 | CAGE AIR CONDITIONING UNIT |  |  | 141-CAGE |  | 1
| Trane. |  | SCAAB7560JO | T02G49489
155-ACU-001 | Chiller 1 |  |  | 155-00601.00 |  | 1
| TraneChiller |  | CVHE450 | L02E08736
| WPM0001 |  | PM - Punch Tubes - Chiller/Absorber | 1 | Year | 2016-01-01
155-ACU-001 | Chiller 1 |  |  | 155-00601.00 |  | 1
| TraneChiller |  | CVHE450 | L02E08736
| TRN_CH_ANN |  | PM - Trane Chillers: Comprehensive Annual PM Service for Centrifugal/Rotary Screw (Water Cooled)/ Rotary (Air Cooled) Chillers | 1 | Year | 2015-12-01
155-ACU-001 | Chiller 1 |  |  | 155-00601.00 |  | 1
| TraneChiller |  | CVHE450 | L02E08736
| TRN_CH_SU |  | PM - Trane Chillers: Start-up Services for Centrifugal/Rotary Screw (Water Cooled)/ Rotary (Air Cooled) Chillers | 1 | Year | 2016-05-01
155-ACU-001 | Chiller 1 |  |  | 155-00601.00 |  | 1
| TraneChiller |  | CVHE450 | L02E08736
| TRN_CH_OP |  | PM - Trane Chillers: Operational Inspections Services for Centrifugal/Rotary Screw (Water Cooled)/ Rotary (Air Cooled) Chillers | 1 | Year | 2016-07-01
155-ACU-002 | Chiller 2 |  |  | 155-00601.00 |  | 1
| TraneChiller |  | CVHE450 | L02E08748
| WPM0001 |  | PM - Punch Tubes - Chiller/Absorber | 1 | Year | 2016-01-01
155-ACU-002 | Chiller 2 |  |  | 155-00601.00 |  | 1
| TraneChiller |  | CVHE450 | L02E08748
| TRN_CH_ANN |  | PM - Trane Chillers: Comprehensive Annual PM Service for Centrifugal/Rotary Screw (Water Cooled)/ Rotary (Air Cooled) Chillers | 1 | Year | 2015-12-01
155-ACU-002 | Chiller 2 |  |  | 155-00601.00 |  | 1
| TraneChiller |  | CVHE450 | L02E08748
| TRN_CH_SU |  | PM - Trane Chillers: Start-up Services for Centrifugal/Rotary Screw (Water Cooled)/ Rotary (Air Cooled) Chillers | 1 | Year | 2016-05-01
155-ACU-002 | Chiller 2 |  |  | 155-00601.00 |  | 1
| TraneChiller |  | CVHE450 | L02E08748
| TRN_CH_OP |  | PM - Trane Chillers: Operational Inspections Services for Centrifugal/Rotary Screw (Water Cooled)/ Rotary (Air Cooled) Chillers | 1 | Year | 2016-07-01
155-ACU-003 | Roof Top Unit (Elevator Room) |  |  | 155-ROOF |  | 1
| Trane. |  | TCD060C40ABD | R29102860D
156-ACU-001 | Air Conditioning Unit |  |  | 156-LAWN |  | 1
McQuay
| W990009 |  | PM - Water/Air Cooled Condenser | 1 | Year | 2015-11-15
166-ACU-001 | South Rooftop AC Unit |  |  | 166-ROOF |  | 1
| McQuay |  | ALP070C | 56G8127601
| W990166 |  | PM - Clean MEB AC unit Condenser | 1 | Year | 2016-04-15
166-ACU-001 | South Rooftop AC Unit |  |  | 166-ROOF |  | 1
| McQuay |  | ALP070C | 56G8127601
| W990166 |  | PM - Clean MEB AC unit Condenser | 1 | Year | 2016-04-15
166-ACU-002 | North Rooftop AC Unit |  |  | 166-ROOF |  | 1
| McQuay |  | ALP070C | 56G8127701
| W990166 |  | PM - Clean MEB AC unit Condenser | 1 | Year | 2016-04-15
166-ACU-002 | North Rooftop AC Unit |  |  | 166-ROOF |  | 1
| McQuay |  | ALP070C | 56G8127701
| W990166 |  | PM - Clean MEB AC unit Condenser | 1 | Year | 2016-04-15
189-ACU-003 | York -Scroll Air Conditioning Unit |  |  | 189-ROOF |  | 1
| YORK |  | YLAA00905E17X6ASD | 2HWM007591
| YRK_CH_ANN |  | PM - York Chillers: Comprehensive PM Service for Centrifugal/Screw/Scroll/& Absorber Chillers | 1 | Year | 2016-01-01
189-ACU-003 | York -Scroll Air Conditioning Unit |  |  | 189-ROOF |  | 1
| YORK |  | YLAA00905E17X6ASD | 2HWM007591
| YRK_CH_OP |  | PM - York Chillers: Operational Inspections for Centrifugal/Screw/Scroll/& Absorber Chillers | 1 | Month | 2016-09-01
193-ACU-001 | Chiller |  |  | 193-00130.00 |  | 1
| TraneChiller |  | CVHF018GAT2EC2551CEKA11 | L89G02463
| TRN_CH_ANN |  | PM - Trane Chillers: Comprehensive Annual PM Service for Centrifugal/Rotary Screw (Water Cooled)/ Rotary (Air Cooled) Chillers | 1 | Year | 2015-12-01
193-ACU-001 | Chiller |  |  | 193-00130.00 |  | 1
| TraneChiller |  | CVHF018GAT2EC2551CEKA11 | L89G02463
| TRN_CH_SU |  | PM - Trane Chillers: Start-up Services for Centrifugal/Rotary Screw (Water Cooled)/ Rotary (Air Cooled) Chillers | 1 | Year | 2016-05-01
193-ACU-001 | Chiller |  |  | 193-00130.00 |  | 1
| TraneChiller |  | CVHF018GAT2EC2551CEKA11 | L89G02463
| TRN_CH_OP |  | PM - Trane Chillers: Operational Inspections Services for Centrifugal/Rotary Screw (Water Cooled)/ Rotary (Air Cooled) Chillers | 1 | Year | 2016-07-01
193-ACU-002 | Chiller - Teco |  |  | 193-00130.00 |  | 1
TraneChiller
| TRN_CH_ANN |  | PM - Trane Chillers: Comprehensive Annual PM Service for Centrifugal/Rotary Screw (Water Cooled)/ Rotary (Air Cooled) Chillers | 1 | Year | 2015-12-01
193-ACU-002 | Chiller - Teco |  |  | 193-00130.00 |  | 1
TraneChiller
| TRN_CH_SU |  | PM - Trane Chillers: Start-up Services for Centrifugal/Rotary Screw (Water Cooled)/ Rotary (Air Cooled) Chillers | 1 | Year | 2016-05-01
193-ACU-002 | Chiller - Teco |  |  | 193-00130.00 |  | 1
TraneChiller
| TRN_CH_OP |  | PM - Trane Chillers: Operational Inspections Services for Centrifugal/Rotary Screw (Water Cooled)/ Rotary (Air Cooled) Chillers | 1 | Year | 2016-07-01
193-ACU-002 | Chiller - Teco |  |  | 193-00130.00 |  | 1
TraneChiller
| WPM0001 |  | PM - Punch Tubes - Chiller/Absorber | 1 | Year | 2016-01-01
195-ACU-001 | Air Temperature Unit (Cooling) |  |  | 195-OFFICE |  | 1
| Trane. |  | SNUB-B506D | S85MZ2371
| W833601 |  | PM - Fan Coil/HV/AC Unit | 3 | Month | 2016-08-01
195-ACU-002 | Trane AC Unit (Heating and Cooling) |  |  | 195-OFFICE |  | 1
| Trane. |  | BayBarm005 | T03L74764
| W833601 |  | PM - Fan Coil/HV/AC Unit | 3 | Month | 2016-08-01
195-ACU-002 | Trane AC Unit (Heating and Cooling) |  |  | 195-OFFICE |  | 1
| Trane. |  | BayBarm005 | T03L74764
| PREFILTERS |  | Replace PRE-filters | 1 | Year | 2016-05-01
195-ACU-003 | Air and Heater Unit (Grounds Office) |  |  | 195-GRNDS OFF |  | 1
| Lenox |  | LGA090H4BH3Y | 5607F00792
| W833601 |  | PM - Fan Coil/HV/AC Unit | 3 | Month | 2016-08-01
217-AHU-003 | Split System AHU (serves Receiving Area SW Corner) Elec.Heat/DX |  |  |  |  | 1
| Lenox |  | HS29-024-2P (Cond. Unit) | 5802K08838 (Cond. Unit)
217-AHU-004 | Split System AHU (serves Lab Spaces/Locker Rm) Heater in Ceiling |  |  |  |  | 1
Lenox
499-ACU-001 | Centrifugal Chiller, R-123 (450 Ton) |  |  | 499-00010.00 |  | 1
Trane.
| TRN_CH_ANN |  | PM - Trane Chillers: Comprehensive Annual PM Service for Centrifugal/Rotary Screw (Water Cooled)/ Rotary (Air Cooled) Chillers | 1 | Year | 2015-12-01
499-ACU-001 | Centrifugal Chiller, R-123 (450 Ton) |  |  | 499-00010.00 |  | 1
Trane.
| TRN_CH_SU |  | PM - Trane Chillers: Start-up Services for Centrifugal/Rotary Screw (Water Cooled)/ Rotary (Air Cooled) Chillers | 1 | Year | 2016-05-01
499-ACU-001 | Centrifugal Chiller, R-123 (450 Ton) |  |  | 499-00010.00 |  | 1
Trane.
| TRN_CH_OP |  | PM - Trane Chillers: Operational Inspections Services for Centrifugal/Rotary Screw (Water Cooled)/ Rotary (Air Cooled) Chillers | 1 | Year | 2016-07-01
499-ACU-001 | Centrifugal Chiller, R-123 (450 Ton) |  |  | 499-00010.00 |  | 1
Trane.
| WPM0001 |  | PM - Punch Tubes - Chiller/Absorber | 1 | Year | 2016-01-01
499-ACU-004 | Direct Expansion Chiller, Serves AHU 6 |  |  | 499-E.OUTSIDE |  | 1
YORK
501-ACU-001 | Outside Air Conditioning Unit |  |  | 501-OUTSIDE |  | 1
| YORK |  | D3CE090A25C | NCEM029975
| W990009 |  | PM - Water/Air Cooled Condenser | 4 | Month | 2016-09-19
507-ACU-001 | YORK ABSORBER |  |  | 507-00163.00 |  | 1
| YORK |  | Y1AST4B446S | UADMP00348
| YRK_CH_OP |  | PM - York Chillers: Operational Inspections for Centrifugal/Screw/Scroll/& Absorber Chillers | 1 | Month | 2016-09-01
507-ACU-001 | YORK ABSORBER |  |  | 507-00163.00 |  | 1
| YORK |  | Y1AST4B446S | UADMP00348
| WPM0001 |  | PM - Punch Tubes - Chiller/Absorber | 1 | Year | 2016-01-01
507-ACU-001 | YORK ABSORBER |  |  | 507-00163.00 |  | 1
| YORK |  | Y1AST4B446S | UADMP00348
| YRK_CH_ANN |  | PM - York Chillers: Comprehensive PM Service for Centrifugal/Screw/Scroll/& Absorber Chillers | 1 | Year | 2016-01-01
507-ACU-001 | YORK ABSORBER |  |  | 507-00163.00 |  | 1
| YORK |  | Y1AST4B446S | UADMP00348
| YRK_CH_SU |  | PM - York Chillers: Startup Services for Absorber Chillers | 1 | Year | 2016-05-01
507-ACU-001 | YORK ABSORBER |  |  | 507-00163.00 |  | 1
| YORK |  | Y1AST4B446S | UADMP00348
| W842101 |  | PM - Absorption Unit | 1 | Year | 2016-09-19
507-ACU-002 | WDET Air Cooled Chiller |  |  | 507-12 THFL. |  | 1
| YORK |  | W1LC420A46A | RKCMC86670
509-ACU-001 | Chiller 1, Reciprocating |  |  | 509-00003.00 |  | 1
| Carrier |  | 30HR080-E500 | 1690J00722
| W990009 |  | PM - Water/Air Cooled Condenser | 1 | Year | 2016-04-01
509-ACU-001 | Chiller 1, Reciprocating |  |  | 509-00003.00 |  | 1
| Carrier |  | 30HR080-E500 | 1690J00722
| W990009 |  | PM - Water/Air Cooled Condenser | 1 | Year | 2016-07-01
509-ACU-002 | Chiller 2 |  |  | 509-00003.00 |  | 1
| Carrier |  | 30HR080-E500
| W990009 |  | PM - Water/Air Cooled Condenser | 1 | Year | 2016-04-01
509-ACU-002 | Chiller 2 |  |  | 509-00003.00 |  | 1
| Carrier |  | 30HR080-E500
| W990009 |  | PM - Water/Air Cooled Condenser | 1 | Year | 2016-07-01
510-AC1-TMR | Timer for AC-1 located in Mech. room 001
510-ACU-001 | Trane Chiller, Glycol |  |  |  |  | 1
| TraneChiller |  | CGACC506KBNFF623G | J89D80600
| W990009 |  | PM - Water/Air Cooled Condenser | 1 | Year | 2016-04-01
510-ACU-001 | Trane Chiller, Glycol |  |  |  |  | 1
| TraneChiller |  | CGACC506KBNFF623G | J89D80600
| W990009 |  | PM - Water/Air Cooled Condenser | 1 | Year | 2016-07-01
527-ACU-001 | McQuay Air Cooled Scroll |  |  | 527-ROOF
|  |  | ACZ025AC12-ER11 | STNU050600046
603-ACU-001 | York Chiller 1 |  |  | 603-06000.00 |  | 1
| YORK |  | YK GD FD H7-CW E | SFJM-01634
| WPM0001 |  | PM - Punch Tubes - Chiller/Absorber | 1 | Year | 2016-01-01
603-ACU-001 | York Chiller 1 |  |  | 603-06000.00 |  | 1
| YORK |  | YK GD FD H7-CW E | SFJM-01634
| YRK_CH_ANN |  | PM - York Chillers: Comprehensive PM Service for Centrifugal/Screw/Scroll/& Absorber Chillers | 1 | Year | 2016-01-01
603-ACU-001 | York Chiller 1 |  |  | 603-06000.00 |  | 1
| YORK |  | YK GD FD H7-CW E | SFJM-01634
| YRK_CH_OP |  | PM - York Chillers: Operational Inspections for Centrifugal/Screw/Scroll/& Absorber Chillers | 1 | Month | 2016-09-01
603-ACU-001* | Air Conditioning Unit 1 |  |  | 603-00110.00 |  | 1
| Trane. |  | GEHA01871AA110LR00... | W00J48698
| PREFILTERS |  | Replace PRE-filters | 6 | Month | 2016-10-01
603-ACU-002 | York Chiller 2 |  |  | 603-06000.00 |  | 1
| YORK |  | YK GD FD H7-CW E | SFJM-01634
| WPM0001 |  | PM - Punch Tubes - Chiller/Absorber | 1 | Year | 2016-01-01
603-ACU-002 | York Chiller 2 |  |  | 603-06000.00 |  | 1
| YORK |  | YK GD FD H7-CW E | SFJM-01634
| YRK_CH_ANN |  | PM - York Chillers: Comprehensive PM Service for Centrifugal/Screw/Scroll/& Absorber Chillers | 1 | Year | 2016-01-01
603-ACU-002 | York Chiller 2 |  |  | 603-06000.00 |  | 1
| YORK |  | YK GD FD H7-CW E | SFJM-01634
| YRK_CH_OP |  | PM - York Chillers: Operational Inspections for Centrifugal/Screw/Scroll/& Absorber Chillers | 1 | Month | 2016-09-01
603-ACU-002* | Air Conditioning Unit 2 [Bsmnt Rm 0340] |  |  |  |  | 1
| Trane. |  | GEHA01871AA110LR00... | W00J48709
| PREFILTERS |  | Replace PRE-filters | 6 | Month | 2016-10-01
603-ACU-003* | Air Conditioning Unit 3 [Bsmnt Rm 0340] |  |  |  |  | 1
| Trane. |  | GEHA01871AA110LR00... | W00J48710
| PREFILTERS |  | Replace PRE-filters | 6 | Month | 2016-10-01
603-ACU-004* | Air Conditioning Unit 4 [CIT Server Room] |  |  | 603-00313.00 |  | 1
| Trane. |  | GEHA01871AA110LR00... | W00J48703
| PREFILTERS |  | Replace PRE-filters | 6 | Month | 2016-10-01
603-ACU-005* | Air Conditioning Unit 5 [CIT Server Room] |  |  | 603-00462.00 |  | 1
| Trane. |  | GEHA01871AA110LR00... | W00J48708
| PREFILTERS |  | Replace PRE-filters | 6 | Month | 2016-10-01
603-ACU-006* | Air Conditioning Unit 6 |  |  | 603-01313.00 |  | 1
| Trane. |  | GEHA01871AA110LR00... | W00J48704
| PREFILTERS |  | Replace PRE-filters | 6 | Month | 2016-10-01
603-ACU-007* | Air Conditioning Unit 7 |  |  | 603-01462.00 |  | 1
| Trane. |  | GEHA01871AA110LR00... | W00J48705
| PREFILTERS |  | Replace PRE-filters | 6 | Month | 2016-10-01
603-ACU-008* | Air Conditioning Unit 8 |  |  | 603-02313.00 |  | 1
| Trane. |  | GEHA01871AA110LR00... | W00J48706
| PREFILTERS |  | Replace PRE-filters | 6 | Month | 2016-10-01
603-ACU-009* | Air Conditioning Unit 9 [Mech Rm 2450] |  |  |  |  | 1
| Trane. |  | GEHA01871AA110LR00... | W00J48707
| PREFILTERS |  | Replace PRE-filters | 6 | Month | 2016-10-01
603-ACU-010* | Air Conditioning Unit 10 |  |  | 603-02462.00 |  | 1
| Trane. |  | GEHA01871AA110LR00... | W00J48699
| PREFILTERS |  | Replace PRE-filters | 6 | Month | 2016-10-01
603-ACU-011* | Air Conditioning Unit 11 |  |  | 603-03313.00 |  | 1
| Trane. |  | GEHA01871AA110LR00... | W00J48700
| PREFILTERS |  | Replace PRE-filters | 6 | Month | 2016-10-01
603-ACU-012* | Air Conditioning Unit 12 |  |  | 603-04313.00 |  | 1
| Trane. |  | GEHA01871AA110LR00... | W00J48701
| PREFILTERS |  | Replace PRE-filters | 6 | Month | 2016-10-01
603-ACU-013* | Air Conditioning Unit 13 |  |  | 603-05313.00 |  | 1
| Trane. |  | GEHA01871AA110LR00... | W00J48702
| PREFILTERS |  | Replace PRE-filters | 6 | Month | 2016-10-01
603-ACU-014* | Air Conditioning Unit 14 [7th Flr Elev Mech Rm] |  |  | 603-PENTHOUSE |  | 1
| Trane. |  |  | A00G01167
| PREFILTERS |  | Replace PRE-filters | 6 | Month | 2016-10-01
603-ACU-015* | Air Conditioning Unit 15 [Elev Mech Rm] |  |  | 603-06000.00 |  | 1
| Trane. |  |  | A00G01166
| PREFILTERS |  | Replace PRE-filters | 6 | Month | 2016-10-01
603-ACU-016* | Air Conditioning Unit 16 [Elev Mech Rm] |  |  | 603-06000.00 |  | 1
| Trane. |  |  | A00G01168
| PREFILTERS |  | Replace PRE-filters | 6 | Month | 2016-10-01
608-ACU-001 | York Chiller 1 |  |  |  |  | 1
|  |  | YKDQDR05-CJG | SFTM990390
| WPM0001 |  | PM - Punch Tubes - Chiller/Absorber | 1 | Year | 2016-01-01
608-ACU-001 | York Chiller 1 |  |  |  |  | 1
|  |  | YKDQDR05-CJG | SFTM990390
| YRK_CH_ANN |  | PM - York Chillers: Comprehensive PM Service for Centrifugal/Screw/Scroll/& Absorber Chillers | 1 | Year | 2016-01-01
608-ACU-001 | York Chiller 1 |  |  |  |  | 1
|  |  | YKDQDR05-CJG | SFTM990390
| YRK_CH_OP |  | PM - York Chillers: Operational Inspections for Centrifugal/Screw/Scroll/& Absorber Chillers | 1 | Month | 2016-09-01
608-ACU-002 | York Chiller 2 (Scroll) |  |  |  |  | 1
|  |  | YCUL0030EB46 | 2FTM000982
| YRK_CH_ANN |  | PM - York Chillers: Comprehensive PM Service for Centrifugal/Screw/Scroll/& Absorber Chillers | 1 | Year | 2016-01-01
608-ACU-002 | York Chiller 2 (Scroll) |  |  |  |  | 1
|  |  | YCUL0030EB46 | 2FTM000982
| YRK_CH_OP |  | PM - York Chillers: Operational Inspections for Centrifugal/Screw/Scroll/& Absorber Chillers | 1 | Month | 2016-09-01
609-ACU-001 | 200 Ton Carrier Refrigeration Unit |  |  | 609-B60 |  | 1
| Carrier |  | 19XR-3132233BEH64 | 172Q669338
| WPM0001 |  | PM - Punch Tubes - Chiller/Absorber | 1 | Year | 2016-01-01
609-ACU-001 | 200 Ton Carrier Refrigeration Unit |  |  | 609-B60 |  | 1
| Carrier |  | 19XR-3132233BEH64 | 172Q669338
| CAR_CH_ANN |  | PM - Carrier Chillers: Seasonal Shut Down Services for Centrifugal Chillers | 1 | Year | 2015-11-15
609-ACU-001 | 200 Ton Carrier Refrigeration Unit |  |  | 609-B60 |  | 1
| Carrier |  | 19XR-3132233BEH64 | 172Q669338
| CAR_CH_OP |  | PM - Carrier Chillers: Operational Inspections for Centrifugal Chillers | 2 | Month | 2016-08-01
609-ACU-001 | 200 Ton Carrier Refrigeration Unit |  |  | 609-B60 |  | 1
| Carrier |  | 19XR-3132233BEH64 | 172Q669338
| CAR_CH_SU |  | PM - Carrier Chillers: Start Up Services for Centrifugal Chillers | 1 | Year | 2016-05-01
609-ACU-002 | Carrier Refrigeraton Unit |  |  | 609-B60 |  | 1
| Carrier |  | 19xr-3132233BEH64 | 1702Q66939
| WPM0001 |  | PM - Punch Tubes - Chiller/Absorber | 1 | Year | 2016-01-01
609-ACU-002 | Carrier Refrigeraton Unit |  |  | 609-B60 |  | 1
| Carrier |  | 19xr-3132233BEH64 | 1702Q66939
| CAR_CH_OP |  | PM - Carrier Chillers: Operational Inspections for Centrifugal Chillers | 2 | Month | 2016-08-01
609-ACU-002 | Carrier Refrigeraton Unit |  |  | 609-B60 |  | 1
| Carrier |  | 19xr-3132233BEH64 | 1702Q66939
| CAR_CH_SU |  | PM - Carrier Chillers: Start Up Services for Centrifugal Chillers | 1 | Year | 2016-05-01
609-ACU-002 | Carrier Refrigeraton Unit |  |  | 609-B60 |  | 1
| Carrier |  | 19xr-3132233BEH64 | 1702Q66939
| CAR_CH_ANN |  | PM - Carrier Chillers: Seasonal Shut Down Services for Centrifugal Chillers | 1 | Year | 2015-11-15
611-ACU-001** | York Chiller 1 |  |  | 611-PENTHOUSE |  | 1
| YORK |  | YTC3DECL-CKD
| WPM0001 |  | PM - Punch Tubes - Chiller/Absorber | 1 | Year | 2016-01-01
611-ACU-001** | York Chiller 1 |  |  | 611-PENTHOUSE |  | 1
| YORK |  | YTC3DECL-CKD
| YRK_CH_ANN |  | PM - York Chillers: Comprehensive PM Service for Centrifugal/Screw/Scroll/& Absorber Chillers | 1 | Year | 2016-01-01
611-ACU-001** | York Chiller 1 |  |  | 611-PENTHOUSE |  | 1
| YORK |  | YTC3DECL-CKD
| YRK_CH_OP |  | PM - York Chillers: Operational Inspections for Centrifugal/Screw/Scroll/& Absorber Chillers | 1 | Month | 2016-09-01
611-ACU-002** | York Chiller 2 |  |  | 611-PENTHOUSE |  | 1
| YORK |  | YTC3DECL-CKD
| WPM0001 |  | PM - Punch Tubes - Chiller/Absorber | 1 | Year | 2016-01-01
611-ACU-002** | York Chiller 2 |  |  | 611-PENTHOUSE |  | 1
| YORK |  | YTC3DECL-CKD
| YRK_CH_ANN |  | PM - York Chillers: Comprehensive PM Service for Centrifugal/Screw/Scroll/& Absorber Chillers | 1 | Year | 2016-01-01
611-ACU-002** | York Chiller 2 |  |  | 611-PENTHOUSE |  | 1
| YORK |  | YTC3DECL-CKD
| YRK_CH_OP |  | PM - York Chillers: Operational Inspections for Centrifugal/Screw/Scroll/& Absorber Chillers | 1 | Month | 2016-09-01
612-ACU-001 | Air Conditioning Unit 1, York Absorbtion Chiller |  |  | 612-PH |  | 1
| YORK |  | ST-8D3-46-B | UMKM003158
| W842101 |  | PM - Absorption Unit | 1 | Year | 2015-12-23
612-ACU-001 | Air Conditioning Unit 1, York Absorbtion Chiller |  |  | 612-PH |  | 1
| YORK |  | ST-8D3-46-B | UMKM003158
| WPM0001 |  | PM - Punch Tubes - Chiller/Absorber | 1 | Year | 2016-01-01
612-ACU-001 | Air Conditioning Unit 1, York Absorbtion Chiller |  |  | 612-PH |  | 1
| YORK |  | ST-8D3-46-B | UMKM003158
| YRK_CH_ANN |  | PM - York Chillers: Comprehensive PM Service for Centrifugal/Screw/Scroll/& Absorber Chillers | 1 | Year | 2016-01-01
612-ACU-001 | Air Conditioning Unit 1, York Absorbtion Chiller |  |  | 612-PH |  | 1
| YORK |  | ST-8D3-46-B | UMKM003158
| YRK_CH_SU |  | PM - York Chillers: Startup Services for Absorber Chillers | 1 | Year | 2016-05-01
612-ACU-001 | Air Conditioning Unit 1, York Absorbtion Chiller |  |  | 612-PH |  | 1
| YORK |  | ST-8D3-46-B | UMKM003158
| YRK_CH_OP |  | PM - York Chillers: Operational Inspections for Centrifugal/Screw/Scroll/& Absorber Chillers | 1 | Month | 2016-09-01
612-ACU-002 | Air Conditioning Unit 2, York Chiller |  |  | 612-PH |  | 1
| YORK |  | ST-8D3-46-B | UMKM003157
| W842101 |  | PM - Absorption Unit | 1 | Year | 2015-12-23
612-ACU-002 | Air Conditioning Unit 2, York Chiller |  |  | 612-PH |  | 1
| YORK |  | ST-8D3-46-B | UMKM003157
| YRK_CH_ANN |  | PM - York Chillers: Comprehensive PM Service for Centrifugal/Screw/Scroll/& Absorber Chillers | 1 | Year | 2016-01-01
612-ACU-002 | Air Conditioning Unit 2, York Chiller |  |  | 612-PH |  | 1
| YORK |  | ST-8D3-46-B | UMKM003157
| YRK_CH_SU |  | PM - York Chillers: Startup Services for Absorber Chillers | 1 | Year | 2016-05-01
612-ACU-002 | Air Conditioning Unit 2, York Chiller |  |  | 612-PH |  | 1
| YORK |  | ST-8D3-46-B | UMKM003157
| YRK_CH_OP |  | PM - York Chillers: Operational Inspections for Centrifugal/Screw/Scroll/& Absorber Chillers | 1 | Month | 2016-09-01
612-ACU-002 | Air Conditioning Unit 2, York Chiller |  |  | 612-PH |  | 1
| YORK |  | ST-8D3-46-B | UMKM003157
| WPM0001 |  | PM - Punch Tubes - Chiller/Absorber | 1 | Year | 2016-01-01
612-ACU-003 | Air Conditioning Unit 3, Chiller |  |  | 612-PH |  | 1
| Trane. |  | CVHE-112S-AQ-2YB2681DEJA1 | L89B00536
| TRN_CH_ANN |  | PM - Trane Chillers: Comprehensive Annual PM Service for Centrifugal/Rotary Screw (Water Cooled)/ Rotary (Air Cooled) Chillers | 1 | Year | 2015-12-01
612-ACU-003 | Air Conditioning Unit 3, Chiller |  |  | 612-PH |  | 1
| Trane. |  | CVHE-112S-AQ-2YB2681DEJA1 | L89B00536
| TRN_CH_SU |  | PM - Trane Chillers: Start-up Services for Centrifugal/Rotary Screw (Water Cooled)/ Rotary (Air Cooled) Chillers | 1 | Year | 2016-05-01
612-ACU-003 | Air Conditioning Unit 3, Chiller |  |  | 612-PH |  | 1
| Trane. |  | CVHE-112S-AQ-2YB2681DEJA1 | L89B00536
| TRN_CH_OP |  | PM - Trane Chillers: Operational Inspections Services for Centrifugal/Rotary Screw (Water Cooled)/ Rotary (Air Cooled) Chillers | 1 | Year | 2016-07-01
612-ACU-003 | Air Conditioning Unit 3, Chiller |  |  | 612-PH |  | 1
| Trane. |  | CVHE-112S-AQ-2YB2681DEJA1 | L89B00536
| WPM0001 |  | PM - Punch Tubes - Chiller/Absorber | 1 | Year | 2016-01-01
612-ACU-004 | Air Conditioning Unit, ACU1, Scroll Chiler |  |  | 612-03320.00 |  | 1
Trane.
629-ACU-001 | Chiller Unit #1 |  |  | 629-03237.00 |  | 1
| Trane. |  | CVHE-032G-AQ-2JB2402DEMC1 | L88FO3151
| TRN_CH_SU |  | PM - Trane Chillers: Start-up Services for Centrifugal/Rotary Screw (Water Cooled)/ Rotary (Air Cooled) Chillers | 1 | Year | 2016-05-01
629-ACU-001 | Chiller Unit #1 |  |  | 629-03237.00 |  | 1
| Trane. |  | CVHE-032G-AQ-2JB2402DEMC1 | L88FO3151
| TRN_CH_OP |  | PM - Trane Chillers: Operational Inspections Services for Centrifugal/Rotary Screw (Water Cooled)/ Rotary (Air Cooled) Chillers | 1 | Year | 2016-07-01
629-ACU-001 | Chiller Unit #1 |  |  | 629-03237.00 |  | 1
| Trane. |  | CVHE-032G-AQ-2JB2402DEMC1 | L88FO3151
| WPM0001 |  | PM - Punch Tubes - Chiller/Absorber | 1 | Year | 2016-01-01
629-ACU-001 | Chiller Unit #1 |  |  | 629-03237.00 |  | 1
| Trane. |  | CVHE-032G-AQ-2JB2402DEMC1 | L88FO3151
| TRN_CH_ANN |  | PM - Trane Chillers: Comprehensive Annual PM Service for Centrifugal/Rotary Screw (Water Cooled)/ Rotary (Air Cooled) Chillers | 1 | Year | 2015-12-01
629-ACU-002 | Chiller Unit #2 |  |  |  |  | 1
| Trane. |  | CVHE-032G-AQ-JB2402 DEMC1 | L88F03150
| WPM0001 |  | PM - Punch Tubes - Chiller/Absorber | 1 | Year | 2016-01-01
629-ACU-002 | Chiller Unit #2 |  |  |  |  | 1
| Trane. |  | CVHE-032G-AQ-JB2402 DEMC1 | L88F03150
| TRN_CH_ANN |  | PM - Trane Chillers: Comprehensive Annual PM Service for Centrifugal/Rotary Screw (Water Cooled)/ Rotary (Air Cooled) Chillers | 1 | Year | 2015-12-01
629-ACU-002 | Chiller Unit #2 |  |  |  |  | 1
| Trane. |  | CVHE-032G-AQ-JB2402 DEMC1 | L88F03150
| TRN_CH_SU |  | PM - Trane Chillers: Start-up Services for Centrifugal/Rotary Screw (Water Cooled)/ Rotary (Air Cooled) Chillers | 1 | Year | 2016-05-01
629-ACU-002 | Chiller Unit #2 |  |  |  |  | 1
| Trane. |  | CVHE-032G-AQ-JB2402 DEMC1 | L88F03150
| TRN_CH_OP |  | PM - Trane Chillers: Operational Inspections Services for Centrifugal/Rotary Screw (Water Cooled)/ Rotary (Air Cooled) Chillers | 1 | Year | 2016-07-01
629-ACU-121 | MRI Magnet Cooler Chiller *DEPARTMENTAL***** |  |  | 629-00121.00 |  | 1
| Motivair |  | MPC-A-1500 | U-05-U 1244
629-VAV-01-THRU | VAV'S |  |  |  |  | 1
637-ACU-001 | Kold Wave AC Unit |  |  | 637-ELEC MECH |  | 1
Koldwave
637-ACU-002 | Centrivac Trane Chiller 1 |  |  | 637-6FL MECH |  | 1
Trane.
| TRN_CH_ANN |  | PM - Trane Chillers: Comprehensive Annual PM Service for Centrifugal/Rotary Screw (Water Cooled)/ Rotary (Air Cooled) Chillers | 1 | Year | 2015-12-01
637-ACU-002 | Centrivac Trane Chiller 1 |  |  | 637-6FL MECH |  | 1
Trane.
| TRN_CH_SU |  | PM - Trane Chillers: Start-up Services for Centrifugal/Rotary Screw (Water Cooled)/ Rotary (Air Cooled) Chillers | 1 | Year | 2016-05-01
637-ACU-002 | Centrivac Trane Chiller 1 |  |  | 637-6FL MECH |  | 1
Trane.
| TRN_CH_OP |  | PM - Trane Chillers: Operational Inspections Services for Centrifugal/Rotary Screw (Water Cooled)/ Rotary (Air Cooled) Chillers | 1 | Year | 2016-07-01
637-ACU-002 | Centrivac Trane Chiller 1 |  |  | 637-6FL MECH |  | 1
Trane.
| WPM0001 |  | PM - Punch Tubes - Chiller/Absorber | 1 | Year | 2016-01-01
637-ACU-003 | Centrivac Trane Chiller 2 |  |  | 637-6FL MECH |  | 1
Trane.
| TRN_CH_ANN |  | PM - Trane Chillers: Comprehensive Annual PM Service for Centrifugal/Rotary Screw (Water Cooled)/ Rotary (Air Cooled) Chillers | 1 | Year | 2015-12-01
637-ACU-003 | Centrivac Trane Chiller 2 |  |  | 637-6FL MECH |  | 1
Trane.
| TRN_CH_SU |  | PM - Trane Chillers: Start-up Services for Centrifugal/Rotary Screw (Water Cooled)/ Rotary (Air Cooled) Chillers | 1 | Year | 2016-05-01
637-ACU-003 | Centrivac Trane Chiller 2 |  |  | 637-6FL MECH |  | 1
Trane.
| TRN_CH_OP |  | PM - Trane Chillers: Operational Inspections Services for Centrifugal/Rotary Screw (Water Cooled)/ Rotary (Air Cooled) Chillers | 1 | Year | 2016-07-01
637-ACU-003 | Centrivac Trane Chiller 2 |  |  | 637-6FL MECH |  | 1
Trane.
| WPM0001 |  | PM - Punch Tubes - Chiller/Absorber | 1 | Year | 2016-01-01
637-ACU-004 | Liebert Unit 3, 1 Fan |  |  | 637-3FL ROOF |  | 1
Liebert
637-ACU-005 | Liebert Unit, 3 Fans |  |  | 637-3FL ROOF |  | 1
Liebert
| W990009 |  | PM - Water/Air Cooled Condenser | 6 | Month | 2016-09-01
637-ACU-006 | Typhoon AC Unit, Animal Quarters |  |  | 637-3FL MECH |  | 1
637-ACU-007 | Condenser Coil Cooler (Verify Equipment w/ Engineer?) |  |  | 637-3FL ROOF |  | 1
992-ACN-101 | Air Conditioning Unit, ACNR101 |  |  |  |  | 1
992-ACN-105 | Air Conditioning Unit, ACNR105 |  |  |  |  | 1
992-ACN-107 | Air Conditioning Unit, ACNR107 |  |  |  |  | 1
992-ACN-113 | Air Conditioning Unit, ACNR113 |  |  |  |  | 1
992-ACN-117 | Air Conditioning Unit, ACNR117 |  |  |  |  | 1
992-ACN-123 | Air Conditioning Unit, ACNR123 |  |  |  |  | 1
992-ACN-129 | Air Conditioning Unit, ACNR129 |  |  |  |  | 1
992-ACN-131 | Air Conditioning Unit, ACNR131 |  |  |  |  | 1
992-ACN-147 | Air Conditioning Unit, ACNR147 |  |  |  |  | 1
992-ACN-157 | Air Conditioning Unit, ACNR157 |  |  |  |  | 1
992-ACN-259 | Air Conditioning Unit, ACNR259 |  |  |  |  | 1
992-ACN-260 | Air Conditioning Unit, ACNR260 |  |  |  |  | 1
992-ACN-274 | Air Conditioning Unit, ACNR274 |  |  |  |  | 1
992-ACN-280 | Air Conditioning Unit, ACNR280 |  |  |  |  | 1
992-ACN-283 | Air Conditioning Unit, ACNR283 |  |  |  |  | 1
992-ACN-286 | Air Conditioning Unit, ACNR286 |  |  |  |  | 1
992-ACN-301 | Air Conditioning Unit, ACNR301 |  |  |  |  | 1
992-ACN-303 | Air Conditioning Unit, ACNR303 |  |  |  |  | 1
992-ACN-315 | Air Conditioning Unit, ACNR315 |  |  |  |  | 1
992-ACN-319 | Air Conditioning Unit, ACNR319 |  |  |  |  | 1
992-ACN-323 | Air Conditioning Unit, ACNR323 |  |  |  |  | 1
992-ACN-327 | Air Conditioning Unit, ACNR327 |  |  |  |  | 1
992-ACN-329 | Air Conditioning Unit, ACNR329 |  |  |  |  | 1
992-ACN-333 | Air Conditioning Unit, ACNR333 |  |  |  |  | 1
992-ACN-337 | Air Conditioning Unit, ACNR337 |  |  |  |  | 1
992-ACN-G03 | Air Conditioning Unit, ACNRG03 |  |  |  |  | 1
992-ACN-G13 | Air Conditioning Unit, ACNRG13 |  |  |  |  | 1
992-ACN-G15 | Air Conditioning Unit, ACNRG15 |  |  |  |  | 1
992-ACN-G19 | Air Conditioning Unit, ACNRG19 |  |  |  |  | 1
992-ACN-G21 | Air Conditioning Unit, ACNRG21 |  |  |  |  | 1
992-ACN-G25 | Air Conditioning Unit, ACNRG25 |  |  |  |  | 1
992-ACS-104 | Air Conditioning Unit, ACSR104 |  |  |  |  | 1
992-ACS-110 | Air Conditioning Unit, ACSR110 |  |  |  |  | 1
992-ACS-112 | Air Conditioning Unit, ACSR112 |  |  |  |  | 1
992-ACS-118 | Air Conditioning Unit, ACSR118 |  |  |  |  | 1
992-ACS-126 | Air Conditioning Unit, ACSR126 |  |  |  |  | 1
992-ACS-128 | Air Conditioning Unit, ACSR128 |  |  |  |  | 1
992-ACS-138 | Air Conditioning Unit, ACSR138 |  |  |  |  | 1
992-ACS-152 | Air Conditioning Unit, ACSR152 |  |  |  |  | 1
992-ACS-164 | Air Conditioning Unit, ACSR164 |  |  |  |  | 1
992-ACS-204 | Air Conditioning Unit, ACSR204 |  |  |  |  | 1
992-ACS-212 | Air Conditioning Unit, ACSR212 |  |  |  |  | 1
992-ACS-220 | Air Conditioning Unit, ACSR220 |  |  |  |  | 1
992-ACS-224 | Air Conditioning Unit, ACSR224 |  |  |  |  | 1
992-ACS-232 | Air Conditioning Unit, ACSR232 |  |  |  |  | 1
992-ACS-240 | Air Conditioning Unit, ACSR240 |  |  |  |  | 1
992-ACS-242 | Air Conditioning Unit, ACSR242 |  |  |  |  | 1
992-ACS-2451 | Air Conditioning Unit, ACSR2451 |  |  |  |  | 1
992-ACS-2452 | Air Conditioning Unit, ACSR2452 |  |  |  |  | 1
992-ACS-2453 | Air Conditioning Unit, ACSR2453 |  |  |  |  | 1
992-ACS-3001 | Air Conditioning Unit, ACSR3001 |  |  |  |  | 1
992-ACS-3002 | Air Conditioning Unit, ACSR3002 |  |  |  |  | 1
992-ACS-3003 | Air Conditioning Unit, ACSR3003 |  |  |  |  | 1
992-ACS-301 | Air Conditioning Unit, ACSR301 |  |  |  |  | 1
992-ACS-310 | Air Conditioning Unit, ACSR310 |  |  |  |  | 1
992-ACS-312 | Air Conditioning Unit, ACSR312 |  |  |  |  | 1
992-ACS-318 | Air Conditioning Unit, ACSR318 |  |  |  |  | 1
992-ACS-320 | Air Conditioning Unit, ACSR320 |  |  |  |  | 1
992-ACS-324 | Air Conditioning Unit, ACSR324 |  |  |  |  | 1
992-ACS-400 | Air Conditioning Unit, ACSR400 |  |  |  |  | 1
992-ACS-402 | Air Conditioning Unit, ACSR402 |  |  |  |  | 1
992-ACS-414 | Air Conditioning Unit, ACSR414 |  |  |  |  | 1
992-ACS-416 | Air Conditioning Unit, ACSR416 |  |  |  |  | 1
992-ACS-422 | Air Conditioning Unit, ACSR422 |  |  |  |  | 1
992-ACS-424 | Air Conditioning Unit, ACSR424 |  |  |  |  | 1
992-ACS-432 | Air Conditioning Unit, ACSR432 |  |  |  |  | 1
992-ACS-G30 | Air Conditioning Unit, ACSRG30 |  |  |  |  | 1
992-ACS-G32 | Air Conditioning Unit, ACSRG32 |  |  |  |  | 1
992-ACU-001 | Roof AC Unit, 25 Ton |  |  | 992-ROOF |  | 1
| McQuay |  | RBS25BY
Total | [5 empty] | 586
Air Dryer
001-AD-001 | Air Dryer |  |  | 001-SUB D |  | 1
| Hankison |  | 8010 | 0302-101-9505-1244N
003-AD-001 | Air Dryer #1 (Lab Air Dryer) |  |  | 003-00027.00 |  | 1
| Hankison |  | HPRP35 | HO35A1150302061
003-AD-003 | Air Dryer #3 (Control Air Dryer) |  |  | 003-00027.00 |  | 1
| Hankison |  | HPR15 | H015A11502121408
003-AD-004 | Air Dryer #4 (Boiler Room) |  |  | 003-00195.00 |  | 1
005-AD-001 | Air Dryer |  |  | 005-00002.00 |  | 1
006-AD-001 | Air Dryer 1 |  |  | 006-00018.00 |  | 1
006-AD-002 | Air Dryer 2 |  |  | 006-00018.00 |  | 1
016-AD-001 | Air Dryer 1 (Room B24) |  |  | 016-00024.00 |  | 1
016-AD-002 | Air Dryer 2 (Room 15) |  |  | 016-00015.00 |  | 1
022-AD-001 | Air Dryer |  |  | 022-BSMNT 16 |  | 1
| Hankison |  | 8010 | 0302A-1-9206-2665N
025-AD-001 | Air Dryer |  |  | 025-00060.00 |  | 1
| Hankison |  | 9005-115 | N90051151609911503
026-AD-001 | Air Dryer |  |  | 026-00016.00 |  | 1
| Hankison |  | 8005 | 0331-101-9603-463N
028-AD-001 | Air Dryer |  |  | 028-BASEMENT |  | 1
Hankison
034-AD-001 | Air Dryer |  |  | 034-401 |  | 1
| Hankison |  | E-10 | 0302-1-67-0328
036-AD-001 | Air Dryer |  |  | 036-00022.00 |  | 1
Air Compressor Products
038-AD-001 | Air Dryer |  |  | 038-00010.00 |  | 1
Hankison
046-AD-001 | Air Dryer |  |  | 046-00410.00 |  | 1
| Hankison |  | 801D | 0302A-1-9012-5851N
048-AD-001 | Air Dryer |  |  | 048-00022.00 |  | 1
| Hankison |  | HPR5-10-115 | H510A115090117
049-AD-001 | Air Dryer |  |  | 049-03133.00 |  | 1
| Hankison |  | ACP5RD | N8005115002166
050-AD-001 | Hankison Air Dryer |  |  | 050-00011.00 |  | 1
| Hankison |  | HPR5-10 | H510A1150402253
062-AD-001 | Air Dryer |  |  | 062-01414.00 |  | 1
| Hankison |  | 8005 | 0331-101-9501-25N
065-AD-001 | Air Dryer |  |  | 065-00411.00 |  | 1
| Pneumatech |  | ADA-60 | 9099-T132254-5T
067-AD-001 | Air Dryer |  |  | 067-00021.00 |  | 1
071-AD-001 | Air Dryer |  |  | 071-BASEMENT |  | 1
Hankison
080-AD-001 | Air Dryer 1 |  |  | 080-00269.00 |  | 1
| Hankison |  | HPR5-10-115 | H510A1150704215
089-AD-001 | Air Dryer |  |  | 089-06152.00
| Hankison |  | HPR15 | HO15A11502101185
089-AD-002 | Air Dryer - Lab Area |  |  | 089-01147.00
| Ultra Air Products |  | HT100 | U-01694
090-AD-001 | Office Wing Air Dryer 1, Top Unit |  |  | 090-04116.00 |  | 1
| Hankison |  | PR10-115 | NPR101151609907018
090-AD-003 | Air Dryer Eng Lab Wing Basement |  |  | 090-00029.00 |  | 1
| Ultra Air Products |  | UA100-A | U-51605
090-DAD-542 | EDC - Dessicant Air Dryer |  |  | 090-04505.00 |  | 1
| Hankison |  | DHW13 | 08EDHW3565
090-RAD-541 | Refrigerated Air Dryer (EDC Compressed Air System) |  |  | 090-04505.00 |  | 1
| Hankison |  | HPRE75-115 | H075A1150801008
130-AD-001 | Air Dryer |  |  | 130-01077.10 |  | 1
Hankison
140-AD-001 | Hankison Air Dryer |  |  | 140-00051.00 |  | 1
| Hankison |  | 8015 | 0305A-18501-7N
150-AD-001 | Air Dryer |  |  | 150-00200.00 |  | 1
| Hankison |  | E-5 | 03 -1-YO-2241
155-AD-001 | Air Dryer |  |  | 155-00601.00
| Quincy |  | Q1FD0025 | 0111462018
156-AD-001 | Premier Air Dryer |  |  | 156-BASEMENT |  | 1
166-AD-001 | Air Dryer, Penthouse Control Air |  |  | 166-PENTHOUSE |  | 1
| Hankison |  | nprs-10-115 | h510a1150605156
167-AD-001 | Air Dryer 1 |  |  | 167-01012.00 |  | 1
| Speedaire |  | 3Z528 | 0302-101-9902-403G
189-AD-001 | Air Dryer |  |  | 189-BASEMENT |  | 1
| Hankison |  | PR5-115 | NPR51150003019
193-AD-001 | Air Dryer |  |  | 193-BOILER RM |  | 1
Hankison
499-AD-001 | Air Dryer |  |  | 499-00034.00 |  | 1
Deltech
507-AD-001 | Air Dryer |  |  | 507-00136.00 |  | 1
Hankison
509-AD-001 | Air Dryer |  |  | 509-00003.00 |  | 1
Air Compressor Products
510-AD-001 | Air Dryer |  |  | 510-00001.00 |  | 1
| Speedaire |  | 5UZ84 | 2453325-003
603-AD-001 | Air Dryer 1 |  |  | 603-00130.00 |  | 1
| Hankison |  | HPRP200-460 | H200A4600103065
603-AD-002 | Air Dryer 2 |  |  | 603-00130.00 |  | 1
| Hankison |  | HPRP200-460 | H200A4600105097
611-AD-001 | Air Dryer-1 |  |  | 611-PENTHOUSE |  | 1
| Hankison |  | HPRP35 | H035A1150212776
612-AD-001 | Air Dryer CAD1 |  |  | 612-00100.00 |  | 1
| Deltech |  | 100 | 03B-1X2015
612-AD-002 | Air Dryer CAD2 |  |  | 612-00100.00 |  | 1
629-AD-001 | Air Dryer 1 |  |  |  |  | 1
| Deltech |  | HG15 | 13HG202
629-AD-002 | Air Dryer 2 |  |  |  |  | 1
| Hankison |  | 8070 | 0820A-1-8804-5N
629-AD-003 | Air Dryer 3 |  |  |  |  | 1
| Hankison |  | HPR 15 | H015A1150312070
637-AD-001 | Air Dryer |  |  | 637-6FL MECH |  | 1
Hankison
Total | [5 empty] | 53
Air Filtration System
048-AHU-001-FFL | Air Handling Unit 1 Final Filters |  |  | 048-4TH FLOOR |  | 0
048-AHU-002-FFL | Air Handling Unit 2 Final Filters |  |  | 048-4TH FLOOR |  | 0
048-AHU-003-FFL | Air Handling Unit 3 Final Filters |  |  | 048-4TH FLOOR |  | 0
637-AFS-001 | Air Filtration System, AF-28A |  |  | 637-3FL MECH |  | 0
Total | [5 empty] | 4
Air Handling Unit
001-AHU-001 | Air Handling Unit 1, AHU1 |  |  | 001-00021.00 |  | 1
| YORK |  | AP660FPPFII49 | CHDM-009248
| W990012 |  | PM - Outside/Fresh Air Intake Screens | 1 | Year | 2016-06-20
001-AHU-001 | Air Handling Unit 1, AHU1 |  |  | 001-00021.00 |  | 1
| YORK |  | AP660FPPFII49 | CHDM-009248
| PREFILTERS |  | Replace PRE-filters | 3 | Month | 2016-09-01
001-AHU-001 | Air Handling Unit 1, AHU1 |  |  | 001-00021.00 |  | 1
| YORK |  | AP660FPPFII49 | CHDM-009248
| W990013 |  | PM - Air Intake Dampers (Old Main) | 6 | Month | 2016-06-20
001-AHU-001 | Air Handling Unit 1, AHU1 |  |  | 001-00021.00 |  | 1
| YORK |  | AP660FPPFII49 | CHDM-009248
| W990021 |  | PM - Chilled Water Coils - Drain (Old Main) | 1 | Year | 2015-11-28
001-AHU-001 | Air Handling Unit 1, AHU1 |  |  | 001-00021.00 |  | 1
| YORK |  | AP660FPPFII49 | CHDM-009248
| W990022 |  | PM - Chilled Water Coils - Refill (Old Main) | 1 | Year | 2016-04-10
001-AHU-001 | Air Handling Unit 1, AHU1 |  |  | 001-00021.00 |  | 1
| YORK |  | AP660FPPFII49 | CHDM-009248
| W990026 |  | PM - Steam to Air Handling Unit - Close for Spring (Old Main) | 1 | Year | 2016-05-15
001-AHU-001 | Air Handling Unit 1, AHU1 |  |  | 001-00021.00 |  | 1
| YORK |  | AP660FPPFII49 | CHDM-009248
| W990027 |  | PM - Steam to Air Handling Unit - Open for Winter (Old Main) | 1 | Year | 2016-09-19
001-AHU-001 | Air Handling Unit 1, AHU1 |  |  | 001-00021.00 |  | 1
| YORK |  | AP660FPPFII49 | CHDM-009248
| AHU-ANNUAL |  | PM - Air Handling Unit (ANNUAL) | 1 | Year | 2016-03-01
001-AHU-001MU | Make Up Air Handling Unit 1, MUAHU1 |  |  | 001-ATTIC C |  | 1
| YORK |  | CSI336FOA27 | CGDM-009014
| AHU-ANNUAL |  | PM - Air Handling Unit (ANNUAL) | 1 | Year | 2016-03-01
001-AHU-001MU | Make Up Air Handling Unit 1, MUAHU1 |  |  | 001-ATTIC C |  | 1
| YORK |  | CSI336FOA27 | CGDM-009014
| PREFILTERS |  | Replace PRE-filters | 3 | Month | 2016-09-01
001-AHU-001MU | Make Up Air Handling Unit 1, MUAHU1 |  |  | 001-ATTIC C |  | 1
| YORK |  | CSI336FOA27 | CGDM-009014
| W990013 |  | PM - Air Intake Dampers (Old Main) | 6 | Month | 2016-08-01
001-AHU-001MU | Make Up Air Handling Unit 1, MUAHU1 |  |  | 001-ATTIC C |  | 1
| YORK |  | CSI336FOA27 | CGDM-009014
| W990021 |  | PM - Chilled Water Coils - Drain (Old Main) | 1 | Year | 2015-11-28
001-AHU-001MU | Make Up Air Handling Unit 1, MUAHU1 |  |  | 001-ATTIC C |  | 1
| YORK |  | CSI336FOA27 | CGDM-009014
| W990022 |  | PM - Chilled Water Coils - Refill (Old Main) | 1 | Year | 2016-04-10
001-AHU-001O | Outside Air Handling Unit 1, OAHU1 |  |  | 001-SUB D |  | 1
| YORK |  | CSI336FOAF24 | CGDM-009017
| W990012 |  | PM - Outside/Fresh Air Intake Screens | 1 | Year | 2016-06-20
001-AHU-001O | Outside Air Handling Unit 1, OAHU1 |  |  | 001-SUB D |  | 1
| YORK |  | CSI336FOAF24 | CGDM-009017
| W990013 |  | PM - Air Intake Dampers (Old Main) | 6 | Month | 2016-06-20
001-AHU-001O | Outside Air Handling Unit 1, OAHU1 |  |  | 001-SUB D |  | 1
| YORK |  | CSI336FOAF24 | CGDM-009017
| AHU-ANNUAL |  | PM - Air Handling Unit (ANNUAL) | 1 | Year | 2016-03-01
001-AHU-001O | Outside Air Handling Unit 1, OAHU1 |  |  | 001-SUB D |  | 1
| YORK |  | CSI336FOAF24 | CGDM-009017
| PREFILTERS |  | Replace PRE-filters | 1 | Year | 2016-09-01
001-AHU-001O | Outside Air Handling Unit 1, OAHU1 |  |  | 001-SUB D |  | 1
| YORK |  | CSI336FOAF24 | CGDM-009017
| W990025 |  | PM - Steam Valves to PreHeat Coils - Open (Old Main) | 1 | Year | 2016-09-19
001-AHU-001O | Outside Air Handling Unit 1, OAHU1 |  |  | 001-SUB D |  | 1
| YORK |  | CSI336FOAF24 | CGDM-009017
| W990021 |  | PM - Chilled Water Coils - Drain (Old Main) | 1 | Year | 2015-11-28
001-AHU-001O | Outside Air Handling Unit 1, OAHU1 |  |  | 001-SUB D |  | 1
| YORK |  | CSI336FOAF24 | CGDM-009017
| W990022 |  | PM - Chilled Water Coils - Refill (Old Main) | 1 | Year | 2016-04-10
001-AHU-001O | Outside Air Handling Unit 1, OAHU1 |  |  | 001-SUB D |  | 1
| YORK |  | CSI336FOAF24 | CGDM-009017
| W990024 |  | PM - Steam Valves to PreHeat Coils - Close (Old Main) | 1 | Year | 2016-04-24
001-AHU-002 | Air Handling Unit 2, AHU2 |  |  | 001-00021.00 |  | 1
| YORK |  | AP660FPPFII30 | CHDM-009249
| W990026 |  | PM - Steam to Air Handling Unit - Close for Spring (Old Main) | 1 | Year | 2016-05-15
001-AHU-002 | Air Handling Unit 2, AHU2 |  |  | 001-00021.00 |  | 1
| YORK |  | AP660FPPFII30 | CHDM-009249
| W990027 |  | PM - Steam to Air Handling Unit - Open for Winter (Old Main) | 1 | Year | 2016-09-19
001-AHU-002 | Air Handling Unit 2, AHU2 |  |  | 001-00021.00 |  | 1
| YORK |  | AP660FPPFII30 | CHDM-009249
| AHU-ANNUAL |  | PM - Air Handling Unit (ANNUAL) | 1 | Year | 2016-03-01
001-AHU-002 | Air Handling Unit 2, AHU2 |  |  | 001-00021.00 |  | 1
| YORK |  | AP660FPPFII30 | CHDM-009249
| PREFILTERS |  | Replace PRE-filters | 3 | Month | 2016-09-01
001-AHU-002 | Air Handling Unit 2, AHU2 |  |  | 001-00021.00 |  | 1
| YORK |  | AP660FPPFII30 | CHDM-009249
| W990012 |  | PM - Outside/Fresh Air Intake Screens | 1 | Year | 2016-06-20
001-AHU-002 | Air Handling Unit 2, AHU2 |  |  | 001-00021.00 |  | 1
| YORK |  | AP660FPPFII30 | CHDM-009249
| W990013 |  | PM - Air Intake Dampers (Old Main) | 6 | Month | 2016-06-20
001-AHU-002 | Air Handling Unit 2, AHU2 |  |  | 001-00021.00 |  | 1
| YORK |  | AP660FPPFII30 | CHDM-009249
| W990021 |  | PM - Chilled Water Coils - Drain (Old Main) | 1 | Year | 2015-11-28
001-AHU-002 | Air Handling Unit 2, AHU2 |  |  | 001-00021.00 |  | 1
| YORK |  | AP660FPPFII30 | CHDM-009249
| W990022 |  | PM - Chilled Water Coils - Refill (Old Main) | 1 | Year | 2016-04-10
001-AHU-002MU | Make Up Air Handling Unit 2, MUAHU2 |  |  | 001-ATTIC A |  | 1
| YORK |  | CSI217FOAF20 | CGDM-009015
| AHU-ANNUAL |  | PM - Air Handling Unit (ANNUAL) | 1 | Year | 2016-03-01
001-AHU-002MU | Make Up Air Handling Unit 2, MUAHU2 |  |  | 001-ATTIC A |  | 1
| YORK |  | CSI217FOAF20 | CGDM-009015
| PREFILTERS |  | Replace PRE-filters | 3 | Month | 2016-09-01
001-AHU-002MU | Make Up Air Handling Unit 2, MUAHU2 |  |  | 001-ATTIC A |  | 1
| YORK |  | CSI217FOAF20 | CGDM-009015
| W990013 |  | PM - Air Intake Dampers (Old Main) | 6 | Month | 2016-08-01
001-AHU-002MU | Make Up Air Handling Unit 2, MUAHU2 |  |  | 001-ATTIC A |  | 1
| YORK |  | CSI217FOAF20 | CGDM-009015
| W990021 |  | PM - Chilled Water Coils - Drain (Old Main) | 1 | Year | 2015-11-28
001-AHU-002MU | Make Up Air Handling Unit 2, MUAHU2 |  |  | 001-ATTIC A |  | 1
| YORK |  | CSI217FOAF20 | CGDM-009015
| W990022 |  | PM - Chilled Water Coils - Refill (Old Main) | 1 | Year | 2016-04-10
001-AHU-002O | Outside Air Handling Unit 2, OAHU2 |  |  | 001-SUB B |  | 1
| YORK |  | CSI336FOAF24 | CGDM-009018
| AHU-ANNUAL |  | PM - Air Handling Unit (ANNUAL) | 1 | Year | 2016-03-01
001-AHU-002O | Outside Air Handling Unit 2, OAHU2 |  |  | 001-SUB B |  | 1
| YORK |  | CSI336FOAF24 | CGDM-009018
| PREFILTERS |  | Replace PRE-filters | 1 | Year | 2016-09-01
001-AHU-002O | Outside Air Handling Unit 2, OAHU2 |  |  | 001-SUB B |  | 1
| YORK |  | CSI336FOAF24 | CGDM-009018
| W990024 |  | PM - Steam Valves to PreHeat Coils - Close (Old Main) | 1 | Year | 2016-04-24
001-AHU-002O | Outside Air Handling Unit 2, OAHU2 |  |  | 001-SUB B |  | 1
| YORK |  | CSI336FOAF24 | CGDM-009018
| W990025 |  | PM - Steam Valves to PreHeat Coils - Open (Old Main) | 1 | Year | 2016-09-19
001-AHU-002O | Outside Air Handling Unit 2, OAHU2 |  |  | 001-SUB B |  | 1
| YORK |  | CSI336FOAF24 | CGDM-009018
| W990012 |  | PM - Outside/Fresh Air Intake Screens | 1 | Year | 2016-06-20
001-AHU-002O | Outside Air Handling Unit 2, OAHU2 |  |  | 001-SUB B |  | 1
| YORK |  | CSI336FOAF24 | CGDM-009018
| W990013 |  | PM - Air Intake Dampers (Old Main) | 6 | Month | 2016-06-20
001-AHU-002O | Outside Air Handling Unit 2, OAHU2 |  |  | 001-SUB B |  | 1
| YORK |  | CSI336FOAF24 | CGDM-009018
| W990021 |  | PM - Chilled Water Coils - Drain (Old Main) | 1 | Year | 2015-11-28
001-AHU-002O | Outside Air Handling Unit 2, OAHU2 |  |  | 001-SUB B |  | 1
| YORK |  | CSI336FOAF24 | CGDM-009018
| W990022 |  | PM - Chilled Water Coils - Refill (Old Main) | 1 | Year | 2016-04-10
001-AHU-003MU | Make Up Air Handling Unit 3, MUAHU3 |  |  | 001-ATTIC D |  | 1
| YORK |  | CSI156F0AF18 | CGDM-009016
| PREFILTERS |  | Replace PRE-filters | 3 | Month | 2016-09-01
001-AHU-003MU | Make Up Air Handling Unit 3, MUAHU3 |  |  | 001-ATTIC D |  | 1
| YORK |  | CSI156F0AF18 | CGDM-009016
| AHU-ANNUAL |  | PM - Air Handling Unit (ANNUAL) | 1 | Year | 2016-03-01
001-AHU-003MU | Make Up Air Handling Unit 3, MUAHU3 |  |  | 001-ATTIC D |  | 1
| YORK |  | CSI156F0AF18 | CGDM-009016
| W990021 |  | PM - Chilled Water Coils - Drain (Old Main) | 1 | Year | 2015-11-28
001-AHU-003MU | Make Up Air Handling Unit 3, MUAHU3 |  |  | 001-ATTIC D |  | 1
| YORK |  | CSI156F0AF18 | CGDM-009016
| W990022 |  | PM - Chilled Water Coils - Refill (Old Main) | 1 | Year | 2016-04-10
001-AHU-003MU | Make Up Air Handling Unit 3, MUAHU3 |  |  | 001-ATTIC D |  | 1
| YORK |  | CSI156F0AF18 | CGDM-009016
| W990013 |  | PM - Air Intake Dampers (Old Main) | 6 | Month | 2016-08-01
001-AHU-003O | Outside Air Handling Unit 3, OAHU3 |  |  | 001-00223.00 |  | 1
| YORK |  | CSI490FOA30 | CGDM-009019
| W990012 |  | PM - Outside/Fresh Air Intake Screens | 1 | Year | 2016-06-20
001-AHU-003O | Outside Air Handling Unit 3, OAHU3 |  |  | 001-00223.00 |  | 1
| YORK |  | CSI490FOA30 | CGDM-009019
| PREFILTERS |  | Replace PRE-filters | 1 | Year | 2016-09-01
001-AHU-003O | Outside Air Handling Unit 3, OAHU3 |  |  | 001-00223.00 |  | 1
| YORK |  | CSI490FOA30 | CGDM-009019
| AHU-ANNUAL |  | PM - Air Handling Unit (ANNUAL) | 1 | Year | 2016-03-01
001-AHU-003O | Outside Air Handling Unit 3, OAHU3 |  |  | 001-00223.00 |  | 1
| YORK |  | CSI490FOA30 | CGDM-009019
| W990013 |  | PM - Air Intake Dampers (Old Main) | 6 | Month | 2016-06-20
001-AHU-003O | Outside Air Handling Unit 3, OAHU3 |  |  | 001-00223.00 |  | 1
| YORK |  | CSI490FOA30 | CGDM-009019
| W990021 |  | PM - Chilled Water Coils - Drain (Old Main) | 1 | Year | 2015-11-28
001-AHU-003O | Outside Air Handling Unit 3, OAHU3 |  |  | 001-00223.00 |  | 1
| YORK |  | CSI490FOA30 | CGDM-009019
| W990022 |  | PM - Chilled Water Coils - Refill (Old Main) | 1 | Year | 2016-04-10
001-AHU-003O | Outside Air Handling Unit 3, OAHU3 |  |  | 001-00223.00 |  | 1
| YORK |  | CSI490FOA30 | CGDM-009019
| W990024 |  | PM - Steam Valves to PreHeat Coils - Close (Old Main) | 1 | Year | 2016-04-24
001-AHU-003O | Outside Air Handling Unit 3, OAHU3 |  |  | 001-00223.00 |  | 1
| YORK |  | CSI490FOA30 | CGDM-009019
| W990025 |  | PM - Steam Valves to PreHeat Coils - Open (Old Main) | 1 | Year | 2016-09-19
001-AHU-004O | Outside Air Handling Unit 4, OAHU4 |  |  | 001-00223.00 |  | 1
| YORK |  | CSI490FOA33 | CGDM-009020
| AHU-ANNUAL |  | PM - Air Handling Unit (ANNUAL) | 1 | Year | 2016-03-01
001-AHU-004O | Outside Air Handling Unit 4, OAHU4 |  |  | 001-00223.00 |  | 1
| YORK |  | CSI490FOA33 | CGDM-009020
| PREFILTERS |  | Replace PRE-filters | 1 | Year | 2016-09-01
001-AHU-004O | Outside Air Handling Unit 4, OAHU4 |  |  | 001-00223.00 |  | 1
| YORK |  | CSI490FOA33 | CGDM-009020
| W990021 |  | PM - Chilled Water Coils - Drain (Old Main) | 1 | Year | 2015-11-28
001-AHU-004O | Outside Air Handling Unit 4, OAHU4 |  |  | 001-00223.00 |  | 1
| YORK |  | CSI490FOA33 | CGDM-009020
| W990022 |  | PM - Chilled Water Coils - Refill (Old Main) | 1 | Year | 2016-04-10
001-AHU-004O | Outside Air Handling Unit 4, OAHU4 |  |  | 001-00223.00 |  | 1
| YORK |  | CSI490FOA33 | CGDM-009020
| W990024 |  | PM - Steam Valves to PreHeat Coils - Close (Old Main) | 1 | Year | 2016-04-24
001-AHU-004O | Outside Air Handling Unit 4, OAHU4 |  |  | 001-00223.00 |  | 1
| YORK |  | CSI490FOA33 | CGDM-009020
| W990025 |  | PM - Steam Valves to PreHeat Coils - Open (Old Main) | 1 | Year | 2016-09-19
001-AHU-004O | Outside Air Handling Unit 4, OAHU4 |  |  | 001-00223.00 |  | 1
| YORK |  | CSI490FOA33 | CGDM-009020
| W990012 |  | PM - Outside/Fresh Air Intake Screens | 1 | Year | 2016-06-20
001-AHU-004O | Outside Air Handling Unit 4, OAHU4 |  |  | 001-00223.00 |  | 1
| YORK |  | CSI490FOA33 | CGDM-009020
| W990013 |  | PM - Air Intake Dampers (Old Main) | 6 | Month | 2016-06-20
001-AHU-PRIM | Primary Room - Intake and Dampers |  |  | 001-00347.00 |  | 1
| W990012 |  | PM - Outside/Fresh Air Intake Screens | 1 | Year | 2016-06-20
001-AHU-PRIM | Primary Room - Intake and Dampers |  |  | 001-00347.00 |  | 1
| W990013 |  | PM - Air Intake Dampers (Old Main) | 6 | Month | 2016-06-20
003-AHU-001 | Main Supply Fan for AHU's 2-3-4 |  |  | 003-00027.00 |  | 1
| AHU-ANNUAL |  | PM - Air Handling Unit (ANNUAL) | 1 | Year | 2016-10-01
003-AHU-001 | Main Supply Fan for AHU's 2-3-4 |  |  | 003-00027.00 |  | 1
| PREFILTERS |  | Replace PRE-filters | 3 | Month | 2016-07-01
003-AHU-002 | Air Handling Unit 2 - Basement |  |  | 003-00027.00 |  | 1
American Standard
| PREFILTERS |  | Replace PRE-filters | 3 | Month | 2016-07-01
003-AHU-002 | Air Handling Unit 2 - Basement |  |  | 003-00027.00 |  | 1
American Standard
| AHU-ANNUAL |  | PM - Air Handling Unit (ANNUAL) | 1 | Year | 2016-10-01
003-AHU-003 | Air Handling Unit 3 - North Offices |  |  | 003-00027.00 |  | 1
| American Standard |  | 445
| AHU-ANNUAL |  | PM - Air Handling Unit (ANNUAL) | 1 | Year | 2016-10-01
003-AHU-003 | Air Handling Unit 3 - North Offices |  |  | 003-00027.00 |  | 1
| American Standard |  | 445
| PREFILTERS |  | Replace PRE-filters | 3 | Month | 2016-07-01
003-AHU-004 | Air Handling Unit 4 - South Labs |  |  | 003-00027.00 |  | 1
American Standard
| PREFILTERS |  | Replace PRE-filters | 3 | Month | 2016-07-01
003-AHU-004 | Air Handling Unit 4 - South Labs |  |  | 003-00027.00 |  | 1
American Standard
| AHU-ANNUAL |  | PM - Air Handling Unit (ANNUAL) | 1 | Year | 2016-10-01
003-AHU-005 | Air Handling Unit 5 - South Offices |  |  | 003-00027.00 |  | 1
American Standard
| PREFILTERS |  | Replace PRE-filters | 3 | Month | 2016-07-01
003-AHU-005 | Air Handling Unit 5 - South Offices |  |  | 003-00027.00 |  | 1
American Standard
| AHU-ANNUAL |  | PM - Air Handling Unit (ANNUAL) | 1 | Year | 2016-10-01
003-AHU-006 | Air Handling Unit 6 - North Labs |  |  | 003-00027.00 |  | 1
| American Standard |  | 445
| AHU-ANNUAL |  | PM - Air Handling Unit (ANNUAL) | 1 | Year | 2016-10-01
003-AHU-006 | Air Handling Unit 6 - North Labs |  |  | 003-00027.00 |  | 1
| American Standard |  | 445
| PREFILTERS |  | Replace PRE-filters | 3 | Month | 2016-07-01
003-AHU-007 | Main Supply Fan for AHU's 5-6 |  |  | 003-00027.00 |  | 1
| American Standard |  | 660 | 660-9
| AHU-ANNUAL |  | PM - Air Handling Unit (ANNUAL) | 1 | Year | 2016-10-01
003-AHU-007 | Main Supply Fan for AHU's 5-6 |  |  | 003-00027.00 |  | 1
| American Standard |  | 660 | 660-9
| PREFILTERS |  | Replace PRE-filters | 3 | Month | 2016-07-01
003-AHU-008 | Rm 342 Cleanroom Air Handling Unit 8 - DEPARTMENTAL |  |  | 003-ROOF |  | 1
| AAON |  | RN-020-3-0-EA0A-16A | 20112-BNEP04540
| PREFILTERS |  | Replace PRE-filters | 3 | Month | 2016-07-01
003-AHU-008 | Rm 342 Cleanroom Air Handling Unit 8 - DEPARTMENTAL |  |  | 003-ROOF |  | 1
| AAON |  | RN-020-3-0-EA0A-16A | 20112-BNEP04540
| AHU-ANNUAL |  | PM - Air Handling Unit (ANNUAL) | 1 | Year | 2016-10-01
005-AHU-001 | Air Handling Unit 1, West |  |  | 005-00028.00 |  | 1
| AHU_004 |  | PM INSPECT AND CLEAN COIL | 1 | Year | 2016-10-03
005-AHU-001 | Air Handling Unit 1, West |  |  | 005-00028.00 |  | 1
| PREFILTERS |  | Replace PRE-filters | 3 | Month | 2016-09-01
005-AHU-001 | Air Handling Unit 1, West |  |  | 005-00028.00 |  | 1
| AHU-ANNUAL |  | PM - Air Handling Unit (ANNUAL) | 1 | Year | 2016-03-01
005-AHU-002 | Air Handling Unit 2, East |  |  | 005-00002.00 |  | 1
| AHU-ANNUAL |  | PM - Air Handling Unit (ANNUAL) | 1 | Year | 2016-03-01
005-AHU-002 | Air Handling Unit 2, East |  |  | 005-00002.00 |  | 1
| AHU_004 |  | PM INSPECT AND CLEAN COIL | 1 | Year | 2016-10-03
005-AHU-002 | Air Handling Unit 2, East |  |  | 005-00002.00 |  | 1
| PREFILTERS |  | Replace PRE-filters | 3 | Month | 2016-09-01
005-AHU-003 | Air Handling Unit 3, Lethal Room |  |  | 005-00033.20 |  | 1
| PREFILTERS |  | Replace PRE-filters | 3 | Month | 2016-09-01
005-AHU-004 | Rooftop Makeup Air Unit 1 - Heat Only, Gas Fired (Center Unit) |  |  | 005-ROOF |  | 1
| Sterling/Alton |  | DFC-215-HRS | 89-40207
| PREFILTERS |  | Replace PRE-filters | 3 | Month | 2016-09-01
005-AHU-005 | Rooftop Makeup Air Unit 2 - Heat Only, Gas Fired (West Unit) |  |  | 005-ROOF |  | 1
| Sterling/Alton |  | DFC-215-HRS | 89-40208
| PREFILTERS |  | Replace PRE-filters | 3 | Month | 2016-09-01
005-AHU-006 | Rooftop Makeup Air Unit 3 - Heat Only, Gas Fired (East Unit) |  |  | 005-ROOF |  | 1
| Sterling/Alton |  | DFC-215-HRS | 89-40209
| PREFILTERS |  | Replace PRE-filters | 3 | Month | 2016-09-01
006-AHU-001 | Air Handling Unit 1, East Half, 2-4th Floors |  |  | 006-00018.00 |  | 1
| American Blower |  |  | 573-39
| AHU-ANNUAL |  | PM - Air Handling Unit (ANNUAL) | 3 | Month | 2016-09-01
006-AHU-002 | First Floor Air Handling Unit 2 |  |  | 006-00018.00 |  | 1
| American Blower |  |  | 360-13
| AHU-ANNUAL |  | PM - Air Handling Unit (ANNUAL) | 3 | Month | 2016-09-01
006-AHU-003 | Air Handling Unit 3, West Half, 2-4th Floors |  |  | 006-00018.00 |  | 1
| American Blower |  |  | 593-39
| AHU-ANNUAL |  | PM - Air Handling Unit (ANNUAL) | 3 | Month | 2016-09-01
006-AHU-004 | Animal Quarters AHU 4 |  |  | 006-00018.00 |  | 1
| AHU-ANNUAL |  | PM - Air Handling Unit (ANNUAL) | 3 | Month | 2016-09-01
006-AHU-005 | Skywalk Air Handling Unit 5 |  |  | 006-00018.00 |  | 1
| American Standard |  | 1V15 | 3-74402-Z
| PREFILTERS |  | Replace PRE-filters | 3 | Month | 2016-09-01
007-AHU-001 | Air Handling Unit 1, Fan 1 and 2, North End Renovation |  |  | 007-PENTHOUSE |  | 1
| PREFILTERS |  | Replace PRE-filters | 3 | Month | 2016-09-10
007-AHU-001 | Air Handling Unit 1, Fan 1 and 2, North End Renovation |  |  | 007-PENTHOUSE |  | 1
| AHU-ANNUAL |  | PM - Air Handling Unit (ANNUAL) | 1 | Year | 2015-12-12
007-AHU-002 | Air Handling Unit 2, Fan 1 and 2, North End Renovation |  |  | 007-PENTHOUSE |  | 1
| PREFILTERS |  | Replace PRE-filters | 3 | Month | 2016-09-10
007-AHU-002 | Air Handling Unit 2, Fan 1 and 2, North End Renovation |  |  | 007-PENTHOUSE |  | 1
| AHU-ANNUAL |  | PM - Air Handling Unit (ANNUAL) | 1 | Year | 2015-12-12
007-AHU-003 | Air Handling Unit 3-South Labs Bsmt,1st ,2nd Flr-2010 Exp Project |  |  | 007-PENTHOUSE |  | 1
2612-3
| AHU-ANNUAL |  | PM - Air Handling Unit (ANNUAL) | 1 | Year | 2015-12-12
007-AHU-003 | Air Handling Unit 3-South Labs Bsmt,1st ,2nd Flr-2010 Exp Project |  |  | 007-PENTHOUSE |  | 1
2612-3
| PREFILTERS |  | Replace PRE-filters | 3 | Month | 2016-09-10
007-AHU-003-CC | Air Handling Unit 3-Cooling Coil |  |  | 007-PENTHOUSE |  | 1
007-AHU-003-ERC | Air Handling Unit 3-energy Recovery Coil |  |  | 007-PENTHOUSE |  | 1
007-AHU-003-FFL | Air Handling Unit 3-Final Filters |  |  | 007-PENTHOUSE |  | 1
007-AHU-003-HC | Air Handling Unit 3-Heating Coil |  |  | 007-PENTHOUSE |  | 1
007-AHU-003-PFL | Air Handling Unit 3-Pre. filters |  |  | 007-PENTHOUSE |  | 1
007-AHU-003-SF | Air Handling Unit 3-Supply Fan (2 Fans) |  |  | 007-PENTHOUSE |  | 1
007-AHU-004 | Air Handling Unit 4-South Labs:Bsmt,2nd-4th Flrs-2010 Exp Project |  |  | 007-PENTHOUSE |  | 1
2612-4
| PREFILTERS |  | Replace PRE-filters | 3 | Month | 2016-09-10
007-AHU-004 | Air Handling Unit 4-South Labs:Bsmt,2nd-4th Flrs-2010 Exp Project |  |  | 007-PENTHOUSE |  | 1
2612-4
| AHU-ANNUAL |  | PM - Air Handling Unit (ANNUAL) | 1 | Year | 2015-12-12
007-AHU-004-CC | Air Handling Unit 4-cooling Coil |  |  | 007-PENTHOUSE |  | 1
007-AHU-004-ERC | Air Handling Unit 4-Energy Recovery Coil |  |  | 007-PENTHOUSE |  | 1
007-AHU-004-FFL | Air Handling Unit 4-Final Filters |  |  | 007-PENTHOUSE |  | 1
007-AHU-004-HC | Air Handling Unit 4-Heating Coil |  |  | 007-PENTHOUSE |  | 1
007-AHU-004-PFL | Air Handling Unit 4-Pre. Filter |  |  | 007-PENTHOUSE |  | 1
007-AHU-004-SF | Air Handling Unit 4-Supply Fan (2 Fans) |  |  | 007-PENTHOUSE |  | 1
007-AHU-005 | Air Handling Unit 5 South Perimeter Offices-2010 Exp Project |  |  | 007-PENTHOUSE |  | 1
2612-5
| PREFILTERS |  | Replace PRE-filters | 3 | Month | 2016-09-10
007-AHU-005 | Air Handling Unit 5 South Perimeter Offices-2010 Exp Project |  |  | 007-PENTHOUSE |  | 1
2612-5
| AHU-ANNUAL |  | PM - Air Handling Unit (ANNUAL) | 1 | Year | 2015-12-12
007-AHU-005-CC | Air Handling Unit 5 Cooling Coil |  |  | 007-PENTHOUSE |  | 1
007-AHU-005-EW | Air Handling Unit 5 Energy Recovery Wheel (Heat Wheel) |  |  | 007-PENTHOUSE |  | 1
SEMCO
007-AHU-005-HC | Air Handling Unit 5 Heating Coil |  |  | 007-PENTHOUSE |  | 1
007-AHU-006 | Air Handling Unit 6 Additional Office & Connecting space |  |  | 007-BASEMENT |  | 1
| AHU-ANNUAL |  | PM - Air Handling Unit (ANNUAL) | 1 | Year | 2015-12-12
007-AHU-006 | Air Handling Unit 6 Additional Office & Connecting space |  |  | 007-BASEMENT |  | 1
| PREFILTERS |  | Replace PRE-filters | 3 | Month | 2016-09-10
007-AHU-006-CC | Air Handling Unit 6 - Cooling Coil |  |  | 007-BASEMENT |  | 1
007-AHU-006-ERW | Air Handling Unit 6 -Energy Recovery Wheel |  |  | 007-BASEMENT |  | 1
007-AHU-006-FFL | Air Handling Unit 6 - Final Filter |  |  | 007-BASEMENT |  | 1
007-AHU-006-HC | Air Handling Unit 6 - Heating Coil |  |  | 007-BASEMENT |  | 1
007-AHU-006-PFL | Air Handling Unit 6 -Pre. Filter |  |  | 007-BASEMENT |  | 1
007-AHU-006-RF | Air Handling Unit 6 - Return Air Fan |  |  | 007-BASEMENT |  | 1
007-AHU-006-SF | Air Handling Unit 6 - Supply Fan |  |  | 007-BASEMENT |  | 1
007-AHU-007 | Air Handling Unit 7 - Lecture Hall |  |  | 007-BASEMENT |  | 1
| PREFILTERS |  | Replace PRE-filters | 3 | Month | 2016-09-10
007-AHU-007 | Air Handling Unit 7 - Lecture Hall |  |  | 007-BASEMENT |  | 1
| AHU-ANNUAL |  | PM - Air Handling Unit (ANNUAL) | 1 | Year | 2015-12-12
007-AHU-007-CC | Air Handling Unit 7 - Cooling Coil |  |  | 007-BASEMENT |  | 1
007-AHU-007-ERW | Air Handling Unit 7 - Energy Recovery Wheel (2 Wheels) |  |  | 007-BASEMENT |  | 1
007-AHU-007-FFL | Air Handling Unit 7 - Final Filter |  |  | 007-BASEMENT |  | 1
007-AHU-007-PFL | Air Handling Unit 7 -Prefilter |  |  | 007-BASEMENT |  | 1
007-AHU-007-RF | Air Handling Unit 7 - Return Fan |  |  | 007-BASEMENT |  | 1
007-AHU-007-SF | Air Handling Unit 7 - Supply Fan |  |  | 007-BASEMENT |  | 1
007-MAU-001 | Boiler Room Combustion Air Handling Unit |  |  | 007-00000.62
| PREFILTERS |  | Replace PRE-filters | 3 | Month | 2016-08-01
008-AHU-001 | Air Handling Unit 1, Computer Lab, Room 103 (Elevator Lobby 101) |  |  | 008-00090.05 |  | 1
Trane.
| PREFILTERS |  | Replace PRE-filters | 3 | Month | 2016-09-01
008-AHU-002 | Air Handling Unit 2, Computer Lab, Room 104 (Elevator Lobby 101) |  |  | 008-00090.05 |  | 1
Trane.
| PREFILTERS |  | Replace PRE-filters | 3 | Month | 2016-09-01
008-AHU-003 | SEL Air Handling Unit 3, Basement - 4th Floor |  |  | 008-CHEM SB47 |  | 1
| Buffalo |  | 1615 | 57J-5906
| PREFILTERS |  | Replace PRE-filters | 1 | Year | 2016-09-01
008-AHU-003 | SEL Air Handling Unit 3, Basement - 4th Floor |  |  | 008-CHEM SB47 |  | 1
| Buffalo |  | 1615 | 57J-5906
| AHU-ANNUAL |  | PM - Air Handling Unit (ANNUAL) | 1 | Year | 2016-03-01
008-AHU-004 | Air Handling Unit 4 (5th - 7th Floors) |  |  | 008-00800.00 |  | 1
| PREFILTERS |  | Replace PRE-filters | 1 | Year | 2016-09-01
008-AHU-004 | Air Handling Unit 4 (5th - 7th Floors) |  |  | 008-00800.00 |  | 1
| AHU-ANNUAL |  | PM - Air Handling Unit (ANNUAL) | 1 | Year | 2016-03-01
008-AHU-005 | SEL Air Handling Unit 5, Math Lab, Room 050 |  |  | 008-CHEM SB47 |  | 1
Carrier
| PREFILTERS |  | Replace PRE-filters | 1 | Year | 2016-09-01
008-AHU-005 | SEL Air Handling Unit 5, Math Lab, Room 050 |  |  | 008-CHEM SB47 |  | 1
Carrier
| AHU-ANNUAL |  | PM - Air Handling Unit (ANNUAL) | 1 | Year | 2016-03-01
016-AHU-001 | Air Handling Unit 1 |  |  | 016-00024.00 |  | 1
Buffalo
| PREFILTERS |  | Replace PRE-filters | 3 | Month | 2016-10-03
016-AHU-001 | Air Handling Unit 1 |  |  | 016-00024.00 |  | 1
Buffalo
| AHU-ANNUAL |  | PM - Air Handling Unit (ANNUAL) | 1 | Year | 2016-05-01
016-AHU-002 | Air Handling Unit 2 |  |  | 016-00024.00 |  | 1
| PREFILTERS |  | Replace PRE-filters | 3 | Month | 2016-10-03
016-AHU-002 | Air Handling Unit 2 |  |  | 016-00024.00 |  | 1
| AHU-ANNUAL |  | PM - Air Handling Unit (ANNUAL) | 1 | Year | 2016-05-01
016-AHU-004 | Air Handling Unit 4 |  |  | 016-00015.00 |  | 1
| PREFILTERS |  | Replace PRE-filters | 3 | Month | 2016-10-03
016-AHU-005 | Air Handling Unit 5 |  |  | 016-00015.00 |  | 1
| PREFILTERS |  | Replace PRE-filters | 3 | Month | 2016-10-03
023-AHU-001 | Air Handling Unit 1 (Upper Auditorium) |  |  | 023-00050.00 |  | 1
American Standard
| PREFILTERS |  | Replace PRE-filters | 4 | Month | 2016-10-01
023-AHU-002 | Air Handling Unit 2 (Lower Auditorium) |  |  | 023-00050.00 |  | 1
American Standard
| PREFILTERS |  | Replace PRE-filters | 4 | Month | 2016-10-01
023-AHU-003 | Air Handling Unit 3, MZ1 (Mezzanine) |  |  | 023-00050.00 |  | 1
American Standard
| PREFILTERS |  | Replace PRE-filters | 4 | Month | 2016-10-01
025-AHU-001 | Air Handling Unit 1 - 1st Floor South End |  |  | 025-00060.00 |  | 1
| Trane. |  | MCCA00500B00C00U | K99J653311
| PREFILTERS |  | Replace PRE-filters | 3 | Month | 2016-08-01
025-AHU-001 | Air Handling Unit 1 - 1st Floor South End |  |  | 025-00060.00 |  | 1
| Trane. |  | MCCA00500B00C00U | K99J653311
| AHU-ANNUAL |  | PM - Air Handling Unit (ANNUAL) | 1 | Year | 2016-05-01
025-AHU-002 | Air Handling Unit 2 - 1st Floor - North End Offices & Dance Rooms |  |  | 025-00350.00 |  | 1
| Trane. |  | MCCA080GAUNAP00 | K99J653314
| PREFILTERS |  | Replace PRE-filters | 3 | Month | 2016-08-01
025-AHU-002 | Air Handling Unit 2 - 1st Floor - North End Offices & Dance Rooms |  |  | 025-00350.00 |  | 1
| Trane. |  | MCCA080GAUNAP00 | K99J653314
| AHU-ANNUAL |  | PM - Air Handling Unit (ANNUAL) | 1 | Year | 2016-05-01
025-AHU-003 | Air Handling Unit 3 - Fitness Area & Lower Lvl Locker Rms |  |  | 025-00350.00 |  | 1
| Trane. |  | MCC080GAW0P00 | K99J653394
| PREFILTERS |  | Replace PRE-filters | 3 | Month | 2016-08-01
025-AHU-003 | Air Handling Unit 3 - Fitness Area & Lower Lvl Locker Rms |  |  | 025-00350.00 |  | 1
| Trane. |  | MCC080GAW0P00 | K99J653394
| AHU-ANNUAL |  | PM - Air Handling Unit (ANNUAL) | 1 | Year | 2016-05-01
025-AHU-004 | Air Handling Unit 4-Bball Court, Running Track & 2nd Floor Rooms |  |  | 025-00350.00 |  | 1
| Trane. |  |  | K99J65347N
| PREFILTERS |  | Replace PRE-filters | 3 | Month | 2016-08-01
025-AHU-004 | Air Handling Unit 4-Bball Court, Running Track & 2nd Floor Rooms |  |  | 025-00350.00 |  | 1
| Trane. |  |  | K99J65347N
| AHU-ANNUAL |  | PM - Air Handling Unit (ANNUAL) | 1 | Year | 2016-05-01
025-AHU-005 | Air Handling Unit 5 - Basement Free Weight Room & Offices |  |  | 025-00060.00 |  | 1
| PREFILTERS |  | Replace PRE-filters | 3 | Month | 2016-08-01
025-AHU-005 | Air Handling Unit 5 - Basement Free Weight Room & Offices |  |  | 025-00060.00 |  | 1
| AHU-ANNUAL |  | PM - Air Handling Unit (ANNUAL) | 1 | Year | 2016-05-01
026-AHU-001 | Air Handling Unit 1 Serves North & West Induction Units - Exterior Flr 1-4 |  |  | 026-00016.00 |  | 1
| PREFILTERS |  | Replace PRE-filters | 3 | Month | 2016-10-03
026-AHU-002 | Air Handling Unit 2 Serves South & East Indution Units - Exterior Floors 1-4 |  |  |  |  | 1
| PREFILTERS |  | Replace PRE-filters | 3 | Month | 2016-10-03
026-AHU-003 | Air Handling Unit 3 Serves Interior Floors 1-4 |  |  | 026-00016.00 |  | 1
| PREFILTERS |  | Replace PRE-filters | 3 | Month | 2016-10-03
026-AHU-003 | Air Handling Unit 3 Serves Interior Floors 1-4 |  |  | 026-00016.00 |  | 1
| AHU-ANNUAL |  | PM - Air Handling Unit (ANNUAL) | 1 | Year | 2016-05-01
026-AHU-004 | Air Handling Unit 4 Serves Basement |  |  | 026-00016.00 |  | 1
| PREFILTERS |  | Replace PRE-filters | 3 | Month | 2016-10-03
026-AHU-005 | Air Handling Unit 5 Serves 1st Flr Lobby/ Circulation Desk |  |  | 026-00016.00 |  | 1
| PREFILTERS |  | Replace PRE-filters | 3 | Month | 2016-10-03
026-AHU-006 | Air Handling Unit 6 Serves Restrooms |  |  | 026-00016.00 |  | 1
| PREFILTERS |  | Replace PRE-filters | 3 | Month | 2016-10-03
034-AHU-001 | Air Handling Unit #1 |  |  | 034-401 |  | 1
| W841603 |  | PM - Air Handling Unit | 3 | Month | 2016-09-19
034-AHU-002 | Air Handling Unit #2 |  |  | 034-401 |  | 1
| W841603 |  | PM - Air Handling Unit | 3 | Month | 2016-09-19
034-AHU-003 | Air Handling Unit #3 |  |  | 034-5TH FLOOR |  | 1
| TraneAHU |  | Type M-35 | K104374
| W841603 |  | PM - Air Handling Unit | 3 | Month | 2016-09-19
034-AHU-004 | Air Handling Unit #4 |  |  | 034-6TH FLOOR |  | 1
| TraneAHU |  | Type M-35 | K104376
| W841603 |  | PM - Air Handling Unit | 3 | Month | 2016-09-19
034-AHU-005 | Air Handling Unit #5 |  |  | 034-7TH FLOOR |  | 1
| TraneAHU |  | Type M-35 | K104375
| W841603 |  | PM - Air Handling Unit | 3 | Month | 2016-09-19
036-AHU-002 | Supply/Return Fan 2 (Archives) |  |  | 036-00022.00 |  | 1
Trane.
| AHU-ANNUAL |  | PM - Air Handling Unit (ANNUAL) | 1 | Year | 2016-05-01
036-AHU-002 | Supply/Return Fan 2 (Archives) |  |  | 036-00022.00 |  | 1
Trane.
| PREFILTERS |  | Replace PRE-filters | 3 | Month | 2016-10-03
036-AHU-003 | Supply/Return Fan 3 (Lobby) |  |  | 036-00022.00 |  | 1
Trane.
| PREFILTERS |  | Replace PRE-filters | 3 | Month | 2016-10-03
036-RTU-001 | Mammoth Rooftop Unit |  |  | 036-ROOF |  | 1
| Mammoth |  |  | 22353-01-01
| AHU-ANNUAL |  | PM - Air Handling Unit (ANNUAL) | 1 | Year | 2016-05-01
036-RTU-001 | Mammoth Rooftop Unit |  |  | 036-ROOF |  | 1
| Mammoth |  |  | 22353-01-01
| PREFILTERS |  | Replace PRE-filters | 3 | Month | 2016-10-03
040-AHU147-TMR | Timer for AHU-147 serving offices in 147
040-AHU1-TMR | Timer for AHU-1 serving Art Building Hallways
042-AHU-001 | Air Handling/Heating Unit (President's Apartment Patio) |  |  | 042-ROOF |  | 1
Trane.
| PREFILTERS |  | Replace PRE-filters | 3 | Month | 2016-09-01
043-AHU-001 | Air Handling Unit 1 (Conference Room and Lobby) |  |  | 043-BASEMENT |  | 1
| Trane. |  | TIDA031H41722D0 | M02D00064
| PREFILTERS |  | Replace PRE-filters | 3 | Month | 2016-09-01
043-AHU-002 | Air Handling Unit 2 (Conference Room and Lobby) |  |  | 043-BASEMENT |  | 1
| Trane. |  | TIDA031H41722D0 | M02D0065
| PREFILTERS |  | Replace PRE-filters | 3 | Month | 2016-09-01
043-AHU-003 | Air Handling Unit 3 (Cold Kitchen) |  |  | 043-BASEMENT |  | 1
| Trane. |  | MCCB008UA0C0UA | K02E68933
| PREFILTERS |  | Replace PRE-filters | 3 | Month | 2016-09-01
043-HVU-001 | Air Heating Ventilation Unit 1 (Hot Kitchen) |  |  | 043-BASEMENT |  | 1
| Trane. |  | MCCA010CAK0C0E0A | K99G24858N
| PREFILTERS |  | Replace PRE-filters | 3 | Month | 2016-09-01
046-AHU-001-FFL | Supply Fan 1 Final Filters (Law Library Bldg 049) |  |  | 046-00316.00 |  | 1
American Standard
046-AHU-001-HC | Supply Fan 1 Hot Water Heating Coil (Law Library Bldg 049) |  |  | 046-00316.00 |  | 1
American Standard
046-AHU-002-CC | Supply Fan 2 Cooling Coil (Law Classroom Bldg 053) |  |  | 046-00410.00 |  | 1
American Standard
046-AHU-002-FFL | Supply Fan 2 Final Filters (Law Classroom Bldg 053) |  |  | 046-00410.00 |  | 1
046-AHU-002-HC | Supply Fan 2 Hot Water Heating Coil (Law Classroom Bldg 053) |  |  | 046-00410.00 |  | 1
American Standard
046-AHU-003 | Air Handling Unit 3 (3rd Floor, Between Rooms 3363 & 3369)) |  |  | 046-3RD FLOOR |  | 1
| Trane. |  | BCVC090E1A0A4F07 | T03K66198
| PREFILTERS |  | Replace PRE-filters | 4 | Month | 2016-08-01
046-AHU-003-PFL | Air Handling Unit 3 Prefilters (3rd Floor-Btw Rms 3363 & 3369)) |  |  | 046-3RD FLOOR |  | 1
048-AHU-001 | Air Handling Unit 1 (Mixed Air Unit w/EA Dampers) |  |  | 048-4TH FLOOR |  | 1
| Temtrol |  | WF-DH47 | 69425
| FFLT18M |  | Final Filter Replacement (18 MONTH FIXED INTERVAL) | 18 | Month | 2015-11-01
048-AHU-002 | Air Handling Unit 2 (Mixed Air Unit w/EA Dampers) |  |  | 048-4TH FLOOR |  | 1
| Temtrol |  | WF-DH70 | 69426
| FFLT18M |  | Final Filter Replacement (18 MONTH FIXED INTERVAL) | 18 | Month | 2015-11-01
048-AHU-003 | Air Handling Unit 3 (Mixed Air Unit w/EA Dampers) |  |  | 048-4TH FLOOR |  | 1
| Temtrol |  | WF-DH63 | 69427
| FFLT18M |  | Final Filter Replacement (18 MONTH FIXED INTERVAL) | 18 | Month | 2015-11-01
048-RF-001 | Return Fan #1 (serves Gnd Floor Mech Rm) |  |  | 048-00087.08 |  | 1
| Greenheck |  | BSQ-120-7-X | 97E11675
048-RF-002 | Return Fan #2 (serves Gnd Floor Elec Rm) |  |  | 048-00087.08 |  | 1
| Greenheck |  | BSQ-160-7-X | 97E11689
048-SF-001 | Supply Fan #1 (serves Gnd Floor Mech Rm) |  |  | 048-00087.08 |  | 1
| Greenheck |  | BSQ-120-7-X | 97E116777
| W847301 |  | PM - Fan, Centrifugal: Supply/Return/Exhaust Fan | 1 | Year | 2016-05-01
048-SF-002 | Supply Fan #2 (serves Gnd Floor Elec Rm) |  |  | 048-00087.08 |  | 1
|  |  | BSQ-120-7-X | 97E11676
| W847301 |  | PM - Fan, Centrifugal: Supply/Return/Exhaust Fan | 1 | Year | 2016-05-01
048-SF-003 | Supply Fan #3 (serves Stairwell #1) |  |  | 048-00087.08 |  | 1
| W841601 |  | PM - Air Handling Unit, HV Type | 1 | Year | 2016-10-01
048-SF-004 | Supply Fan #4 (serves Stairwell #2) |  |  | 048-00087.06 |  | 1
| W841601 |  | PM - Air Handling Unit, HV Type | 1 | Year | 2016-10-01
049-AHU-001 | Air Handling Unit 1 (Mixed Air Variable Volume Inlet Vanes w/EA) |  |  | 049-03133.00 |  | 1
| Trane. |  | Module | K00A04035
| PREFILTERS |  | Replace PRE-filters | 4 | Month | 2016-08-01
049-AHU-002 | Air Handling Unit 2 (Mixed Air Variable Volume Inlet Vanes w/EA) |  |  | 049-03133.00 |  | 1
| Trane. |  | Module | K00A04355
| PREFILTERS |  | Replace PRE-filters | 4 | Month | 2016-08-01
049-AHU-003 | Air Handling Unit 3 |  |  | 049-03133.00 |  | 1
| Trane. |  | Module | K00A04014
| PREFILTERS |  | Replace PRE-filters | 4 | Month | 2016-08-01
049-AHU-004 | Air Handling Unit 4 |  |  | 049-03133.00 |  | 1
| Trane. |  | Module | K00A04029
| PREFILTERS |  | Replace PRE-filters | 4 | Month | 2016-08-01
049-AHU-005 | Air Handling Unit 5 [K-1] (Damon Keith Center) Expansion |  |  | 049-03284.00 |  | 1
| Carrier |  | 39MN17D020E1X55X65 | 0511U04632
| PREFILTERS |  | Replace PRE-filters | 3 | Month | 2016-08-01
050-AHU-001 | Air Handling Unit 1 |  |  | 050-00011.00 |  | 1
| Buffalo |  | 63P-13705
| AHU-ANNUAL |  | PM - Air Handling Unit (ANNUAL) | 1 | Year | 2016-03-01
050-AHU-001 | Air Handling Unit 1 |  |  | 050-00011.00 |  | 1
| Buffalo |  | 63P-13705
| PREFILTERS |  | Replace PRE-filters | 3 | Month | 2016-09-01
060-ACU-036 | Trane Package Unit (Elec Rm) |  |  | 060-DRV WAY |  | 1
| Trane. |  | TAM7A0C48H415CA | 13475lAXAV
| PREFILTERS |  | Replace PRE-filters | 6 | Month | 2016-10-03
062-AHU-001 | Air Handling Unit 1 (serves 1st Floor) |  |  | 062-01500.00 |  | 1
| TraneAHU |  | 39NXH612NYR66837 | 1695T66837
| AHU-ANNUAL |  | PM - Air Handling Unit (ANNUAL) | 1 | Year | 2016-02-01
062-AHU-001 | Air Handling Unit 1 (serves 1st Floor) |  |  | 062-01500.00 |  | 1
| TraneAHU |  | 39NXH612NYR66837 | 1695T66837
| PREFILTERS |  | Replace PRE-filters | 1 | Year | 2016-08-01
062-AHU-002 | Air Handling Unit 2 (serves 2nd Floor) |  |  | 062-02500.00 |  | 1
| Carrier |  | 61LFA
| PREFILTERS |  | Replace PRE-filters | 1 | Year | 2016-08-01
062-AHU-002 | Air Handling Unit 2 (serves 2nd Floor) |  |  | 062-02500.00 |  | 1
| Carrier |  | 61LFA
| AHU-ANNUAL |  | PM - Air Handling Unit (ANNUAL) | 1 | Year | 2016-02-01
062-AHU-003 | Air Handling Unit 3 (serves 3rd Floor) |  |  | 062-03500.00 |  | 1
| Carrier |  | 61LFA
| AHU-ANNUAL |  | PM - Air Handling Unit (ANNUAL) | 1 | Year | 2016-02-01
062-AHU-003 | Air Handling Unit 3 (serves 3rd Floor) |  |  | 062-03500.00 |  | 1
| Carrier |  | 61LFA
| PREFILTERS |  | Replace PRE-filters | 1 | Year | 2016-06-01
062-AHU-004 | Air Handling Unit 4 (serves 4th Floor) |  |  | 062-04500.00 |  | 1
| Carrier |  | 74LFA
| AHU-ANNUAL |  | PM - Air Handling Unit (ANNUAL) | 1 | Year | 2016-02-01
062-AHU-004 | Air Handling Unit 4 (serves 4th Floor) |  |  | 062-04500.00 |  | 1
| Carrier |  | 74LFA
| PREFILTERS |  | Replace PRE-filters | 1 | Year | 2016-08-01
062-SMK-SYS | Special System #1: Atrium Smoke Exhaust |  |  |  |  | 1
063-RTU-001 | Trane Rooftop Unit #1 |  |  | 063-BLDG
|  |  | YSC092A3RHA0CD1000000A300 | 203100411L
| PREFILTERS |  | Replace PRE-filters | 4 | Month | 2016-08-01
063-RTU-002 | Trane Rooftop Unit #2 |  |  | 063-BLDG
|  |  | YSC092A3RHA0CD1000000A300 | 203100434L
| PREFILTERS |  | Replace PRE-filters | 4 | Month | 2016-08-01
063-RTU-003 | Trane Rooftop Unit #3 |  |  | 063-BLDG
|  |  | YSC048A3RHA0CD2000000A300 | 203100345L
| PREFILTERS |  | Replace PRE-filters | 4 | Month | 2016-08-01
063-RTU-004 | Trane Rooftop Unit #4 |  |  | 063-BLDG
|  |  | YSC092A3RHA0CD1000000A300 | 203100452L
| PREFILTERS |  | Replace PRE-filters | 4 | Month | 2016-08-01
063-RTU-005 | Trane Rooftop Unit #5 |  |  | 063-BLDG
|  |  | YSC060A3RHA0CD2000000A300 | 203100453L
| PREFILTERS |  | Replace PRE-filters | 4 | Month | 2016-08-01
063-RTU-006 | Trane Rooftop Unit #6 |  |  | 063-BLDG
|  |  | YSC060A3RHA0CD2000000A300 | 203100375L
| PREFILTERS |  | Replace PRE-filters | 4 | Month | 2016-08-01
063-RTU-007 | Trane Rooftop Unit #7 |  |  | 063-BLDG
|  |  | YSC060A3RHA0CD2000000A300 | 203100437L
| PREFILTERS |  | Replace PRE-filters | 4 | Month | 2016-08-01
063-RTU-008 | Trane Rooftop Unit #8 |  |  | 063-BLDG
|  |  | YSC060A3RHA0CD2000000A300 | 203100458L
| PREFILTERS |  | Replace PRE-filters | 4 | Month | 2016-08-01
063-RTU-009 | Trane Rooftop Unit #9 |  |  | 063-BLDG
|  |  | YSC092A3RHA0CD1000000A300 | 203100443L
| PREFILTERS |  | Replace PRE-filters | 4 | Month | 2016-08-01
063-RTU-010 | Trane Rooftop Unit # 10 |  |  | 063-BLDG
|  |  | YSC036A3RHA0CD2000000A000 | 203100322L
| PREFILTERS |  | Replace PRE-filters | 4 | Month | 2016-08-01
063-RTU-011 | Trane Rooftop Unit # 11 |  |  | 063-BLDG
|  |  | YSC060A3RHA0CD2000000A300 | 203100447L
| PREFILTERS |  | Replace PRE-filters | 4 | Month | 2016-08-01
063-RTU-012 | Trane Rooftop Unit # 12 |  |  | 063-BLDG
|  |  | YSC060A3RHA0CD2000000A300 | 203100412L
| PREFILTERS |  | Replace PRE-filters | 4 | Month | 2016-08-01
063-RTU-013 | Trane Rooftop Unit # 13 |  |  | 063-BLDG
|  |  | YSC092A3RHA0CD1000000A300 | 203100349L
| PREFILTERS |  | Replace PRE-filters | 4 | Month | 2016-08-01
065-AHU-001 | Main Supply Fan |  |  | 065-ROOF |  | 1
| AHU-ANNUAL |  | PM - Air Handling Unit (ANNUAL) | 1 | Year | 2016-03-01
065-AHU-001 | Main Supply Fan |  |  | 065-ROOF |  | 1
| PREFILTERS |  | Replace PRE-filters | 3 | Month | 2016-09-01
066-AHU-001 | Air Handler 1, not currently in use |  |  | 066-00403.00 |  | 1
067-AHU-001 | Supply Fan #1 ( 2nd, 3rd & 4th Floor MU Air) |  |  | 067-00021.00 |  | 1
| AHU-ANNUAL |  | PM - Air Handling Unit (ANNUAL) | 1 | Year | 2016-03-01
067-AHU-001 | Supply Fan #1 ( 2nd, 3rd & 4th Floor MU Air) |  |  | 067-00021.00 |  | 1
| PREFILTERS |  | Replace PRE-filters | 4 | Month | 2016-09-01
067-AHU-003 | Supply Fan #3 (First Floor MU Air) |  |  | 067-00021.00 |  | 1
| McQuay |  | MSL 117 DH | 3QH00850-03
| AHU-ANNUAL |  | PM - Air Handling Unit (ANNUAL) | 1 | Year | 2016-03-01
067-AHU-003 | Supply Fan #3 (First Floor MU Air) |  |  | 067-00021.00 |  | 1
| McQuay |  | MSL 117 DH | 3QH00850-03
| PREFILTERS |  | Replace PRE-filters | 3 | Month | 2016-09-01
067-AHU-100 | Ceiling Mounted Fan Coil Unit |  |  | 067-00100.00 |  | 1
Magic Air
071-AHU-001 | Make Up Air Unit 1 |  |  | 071-15TH FLR |  | 1
| Central Station |  | LHH 14A | 175252193
| W841603 |  | PM - Air Handling Unit | 6 | Month | 2016-10-01
071-AHU-002 | Make Up Air Unit 2 |  |  | 071-15TH FLR |  | 1
| Central Station |  | LHH 14A | 175253193
| W841603 |  | PM - Air Handling Unit | 6 | Month | 2016-10-01
074-AHU-001 | Rooftop Unit #1 |  |  | 074-ROOF |  | 1
Carrier
| PREFILTERS |  | Replace PRE-filters | 4 | Month | 2016-10-03
074-AHU-002 | Rooftop Unit #2 |  |  | 074-ROOF |  | 1
Carrier
| PREFILTERS |  | Replace PRE-filters | 4 | Month | 2016-10-03
074-AHU-003 | Rooftop Unit #3 |  |  | 074-ROOF |  | 1
Carrier
| PREFILTERS |  | Replace PRE-filters | 4 | Month | 2016-10-03
074-AHU-004 | Rooftop Unit #4 |  |  | 074-ROOF |  | 1
Carrier
| PREFILTERS |  | Replace PRE-filters | 4 | Month | 2016-10-03
074-AHU-005 | Wood Shop Unit |  |  | 074-00011.10 |  | 1
| PREFILTERS |  | Replace PRE-filters | 4 | Month | 2016-10-03
082-AHU-001 | Air Handling Unit 1 |  |  | 082-00502.00 |  | 1
| TraneAHU |  | MCCH1OOJBGOCOAODOOAOAB | KO2A03744
| AHU-ANNUAL |  | PM - Air Handling Unit (ANNUAL) | 1 | Year | 2016-05-01
082-AHU-001 | Air Handling Unit 1 |  |  | 082-00502.00 |  | 1
| TraneAHU |  | MCCH1OOJBGOCOAODOOAOAB | KO2A03744
| PREFILTERS |  | Replace PRE-filters | 3 | Month | 2016-10-03
082-AHU-002 | Air Handling Unit 2 |  |  | 082-00502.00 |  | 1
| TraneAHU |  | MCCA100JBGOCOAODOOAOAB | KO2AO3748
| AHU-ANNUAL |  | PM - Air Handling Unit (ANNUAL) | 1 | Year | 2016-05-01
082-AHU-002 | Air Handling Unit 2 |  |  | 082-00502.00 |  | 1
| TraneAHU |  | MCCA100JBGOCOAODOOAOAB | KO2AO3748
| PREFILTERS |  | Replace PRE-filters | 3 | Month | 2016-10-03
083-ACU-001 | Rooftop Unit 1 (North) |  |  | 083-Roof
|  |  | GCS16-060-120-3Y | 5601B 03662
089-AHU-001 | Air Handling Unit 1 (South Labs) |  |  | 089-06152.00 |  | 1
TraneAHU
| AHU-ANNUAL |  | PM - Air Handling Unit (ANNUAL) | 1 | Year | 2016-03-01
089-AHU-001 | Air Handling Unit 1 (South Labs) |  |  | 089-06152.00 |  | 1
TraneAHU
| PREFILTERS |  | Replace PRE-filters | 3 | Month | 2016-09-01
089-AHU-002 | Air Handling Unit 2 (Center Labs) |  |  | 089-06152.00 |  | 1
TraneAHU
| PREFILTERS |  | Replace PRE-filters | 3 | Month | 2016-09-01
089-AHU-002 | Air Handling Unit 2 (Center Labs) |  |  | 089-06152.00 |  | 1
TraneAHU
| AHU-ANNUAL |  | PM - Air Handling Unit (ANNUAL) | 1 | Year | 2016-03-01
089-AHU-003 | Air Handling Unit 3 (North Labs) |  |  | 089-06149.00 |  | 1
TraneAHU
| W GLYCO |  | PM - Bi Annual Inspection of Glycol | 6 | Month | 2016-09-01
089-AHU-003 | Air Handling Unit 3 (North Labs) |  |  | 089-06149.00 |  | 1
TraneAHU
| PREFILTERS |  | Replace PRE-filters | 3 | Month | 2016-09-01
089-AHU-003 | Air Handling Unit 3 (North Labs) |  |  | 089-06149.00 |  | 1
TraneAHU
| AHU-ANNUAL |  | PM - Air Handling Unit (ANNUAL) | 1 | Year | 2016-03-01
089-AHU-004 | Air Handling Unit 4 (Animal Quarters) |  |  | 089-06152.00 |  | 1
TraneAHU
| W GLYCO |  | PM - Bi Annual Inspection of Glycol | 6 | Month | 2016-09-01
089-AHU-004 | Air Handling Unit 4 (Animal Quarters) |  |  | 089-06152.00 |  | 1
TraneAHU
| PREFILTERS |  | Replace PRE-filters | 3 | Month | 2016-09-01
089-AHU-004 | Air Handling Unit 4 (Animal Quarters) |  |  | 089-06152.00 |  | 1
TraneAHU
| AHU-ANNUAL |  | PM - Air Handling Unit (ANNUAL) | 1 | Year | 2016-03-01
089-AHU-005 | Air Handling Unit 5 (Offices) |  |  | 089-06149.00 |  | 1
TraneAHU
| PREFILTERS |  | Replace PRE-filters | 6 | Month | 2016-06-01
089-AHU-006 | Air Handling Unit 6 (Boiler Room) |  |  | 089-06135.00 |  | 1
TraneAHU
| PREFILTERS |  | Replace PRE-filters | 3 | Month | 2016-09-01
089-VFD-003 | Variable Frequency Drive -Air Handling Unit 2 (Center Labs) Supply Fan |  |  | 089-06152.00 |  | 1
| TraneAHU |  | RSGPV4075SK1-1A | 343059
090-AHU-001 | Office Wing Air Handling Unit 1 (serves 1st Floor) |  |  | 090-04116.00 |  | 1
McQuay
| PREFILTERS |  | Replace PRE-filters | 3 | Month | 2016-08-01
090-AHU-001 | Office Wing Air Handling Unit 1 (serves 1st Floor) |  |  | 090-04116.00 |  | 1
McQuay
| AHU-ANNUAL |  | PM - Air Handling Unit (ANNUAL) | 1 | Year | 2016-10-03
090-AHU-002 | Office Wing Air Handling Unit 2 (serves 2nd Floor) |  |  | 090-04116.00 |  | 1
McQuay
| PREFILTERS |  | Replace PRE-filters | 3 | Month | 2016-08-01
090-AHU-002 | Office Wing Air Handling Unit 2 (serves 2nd Floor) |  |  | 090-04116.00 |  | 1
McQuay
| AHU-ANNUAL |  | PM - Air Handling Unit (ANNUAL) | 1 | Year | 2016-10-03
090-AHU-003 | Office Wing Air Handling Unit 3 (serves 3rd Floor) |  |  | 090-04116.00 |  | 1
McQuay
| AHU-ANNUAL |  | PM - Air Handling Unit (ANNUAL) | 1 | Year | 2016-10-03
090-AHU-003 | Office Wing Air Handling Unit 3 (serves 3rd Floor) |  |  | 090-04116.00 |  | 1
McQuay
| PREFILTERS |  | Replace PRE-filters | 3 | Month | 2016-08-01
090-AHU-541 | EDC AHU #1 (serves Basement Offices) |  |  | 090-04505.00 |  | 1
| YORK |  | XTI-045X057-SSKH046A | ADTMXT0047
| AHU-ANNUAL |  | PM - Air Handling Unit (ANNUAL) | 1 | Year | 2016-10-03
090-AHU-541 | EDC AHU #1 (serves Basement Offices) |  |  | 090-04505.00 |  | 1
| YORK |  | XTI-045X057-SSKH046A | ADTMXT0047
| PREFILTERS |  | Replace PRE-filters | 3 | Month | 2016-08-01
090-AHU-542 | EDC AHU #2 (serves 1st Floor Auditorium) |  |  | 090-04501.00 |  | 1
| YORK |  | XTI-048X057-SSKH046A | ADTMXT0048
| PREFILTERS |  | Replace PRE-filters | 3 | Month | 2016-08-01
090-AHU-542 | EDC AHU #2 (serves 1st Floor Auditorium) |  |  | 090-04501.00 |  | 1
| YORK |  | XTI-048X057-SSKH046A | ADTMXT0048
| AHU-ANNUAL |  | PM - Air Handling Unit (ANNUAL) | 1 | Year | 2016-10-03
090-AHU-543 | EDC AHU #3 |  |  | 090-04505.00 |  | 1
| YORK |  | XTI-069X063-SSLJ046A | ADTMXT0028
| PREFILTERS |  | Replace PRE-filters | 3 | Month | 2016-08-01
090-AHU-543 | EDC AHU #3 |  |  | 090-04505.00 |  | 1
| YORK |  | XTI-069X063-SSLJ046A | ADTMXT0028
| AHU-ANNUAL |  | PM - Air Handling Unit (ANNUAL) | 1 | Year | 2016-10-03
090-AHU-544 | EDC AHU #4 |  |  | 090-04505.00 |  | 1
| YORK |  | XTI-054X087-SANA046A | ADTMXT0044
| PREFILTERS |  | Replace PRE-filters | 3 | Month | 2016-08-01
090-AHU-544 | EDC AHU #4 |  |  | 090-04505.00 |  | 1
| YORK |  | XTI-054X087-SANA046A | ADTMXT0044
| AHU-ANNUAL |  | PM - Air Handling Unit (ANNUAL) | 1 | Year | 2016-10-03
090-AHU-545 | EDC AHU #5 |  |  | 090-04505.00 |  | 1
| YORK |  | XT1-054X075-SAMA046A | ADTMXT0045
| PREFILTERS |  | Replace PRE-filters | 3 | Month | 2016-08-01
090-AHU-545 | EDC AHU #5 |  |  | 090-04505.00 |  | 1
| YORK |  | XT1-054X075-SAMA046A | ADTMXT0045
| AHU-ANNUAL |  | PM - Air Handling Unit (ANNUAL) | 1 | Year | 2016-10-03
090-AHU-546 | EDC AHU #6 |  |  | 090-04505.00 |  | 1
| YORK |  | XTI-042X060-SALA046A | ADTMXT0046
| PREFILTERS |  | Replace PRE-filters | 3 | Month | 2016-08-01
090-AHU-546 | EDC AHU #6 |  |  | 090-04505.00 |  | 1
| YORK |  | XTI-042X060-SALA046A | ADTMXT0046
| AHU-ANNUAL |  | PM - Air Handling Unit (ANNUAL) | 1 | Year | 2016-10-03
090-AHU-547 | EDC AHU #7 |  |  | 090-04505.00 |  | 1
| YORK |  | XTI-066X102-SSNLO46A | ADTMXT0027
| PREFILTERS |  | Replace PRE-filters | 3 | Month | 2016-08-01
090-AHU-547 | EDC AHU #7 |  |  | 090-04505.00 |  | 1
| YORK |  | XTI-066X102-SSNLO46A | ADTMXT0027
| AHU-ANNUAL |  | PM - Air Handling Unit (ANNUAL) | 1 | Year | 2016-10-03
090-AHU-548 | EDC AHU #8 |  |  | 090-04505.00 |  | 1
| YORK |  | XT1-072X108-SAQA046A | ACTMXT0142
| PREFILTERS |  | Replace PRE-filters | 3 | Month | 2016-08-01
090-AHU-548 | EDC AHU #8 |  |  | 090-04505.00 |  | 1
| YORK |  | XT1-072X108-SAQA046A | ACTMXT0142
| AHU-ANNUAL |  | PM - Air Handling Unit (ANNUAL) | 1 | Year | 2016-10-03
090-EDC-SYS1 | EDC Special System #1: Cleanroom HVAC System |  |  |  |  | 1
090-MAU-541 | EDC Cleanroom Make Up Air Handling Unit (Serves RF-1 & RF-2) |  |  | 090-04501.00 |  | 1
| Buffalo |  | BB070PFSWWWSGXDNFSCJ | 080026-01
091-AHU-001 | Rooftop Unit Serving Offices |  |  | 091-BLDG
| AAON |  | RN-010-3-0-CA01-2K2 | 2011-ANGJ15448
| PREFILTERS |  | Replace PRE-filters | 4 | Month | 2016-07-01
091-AHU-002 | Air Handling Unit Serving Gym |  |  | 091-BLDG
| AAON |  | RN-060-3-0-BA04-2O2 | 201104-BNGX15450
| PREFILTERS |  | Replace PRE-filters | 4 | Month | 2016-07-01
099-AHU-001 | Softball Bldg Rooftop Unit (located on Roof) |  |  | 099-Entire Building
| PREFILTERS |  | Replace PRE-filters | 6 | Month | 2016-07-01
104-SH-001 | FIREX Ionic duct smoke detector |  |  |  |  | 1
127-AHU-001 | Greenheck Makeup Air Unit, Laundry Room, 12th Floor Roof |  |  | 127-12FL ROOF |  | 1
Greenheck
127-AHU-002 | Greenheck Makeup Air Unit, 12th Floor Roof |  |  | 127-12FL ROOF |  | 1
Greenheck
127-AHU-003 | Greenheck Makeup Air Unit, 10th Floor Roof, East |  |  | 127-10FL ROOF |  | 1
Greenheck
127-AHU-004 | Greenheck Makeup Air Unit, 10th Floor Roof, South |  |  | 127-10FL ROOF |  | 1
Greenheck
134-AHU-001 | Air Handling Unit 1, Multizone |  |  | 134-MECH ROOM |  | 1
| McQuay |  | LML-108CH | 930671-010
| W841603 |  | PM - Air Handling Unit | 4 | Month | 2016-09-19
134-AHU-002 | Air Handling Unit 2, Hallways |  |  | 134-PENTHOUSE |  | 1
| W841603 |  | PM - Air Handling Unit | 4 | Month | 2016-09-19
136-AHU-001 | Make Up Air Unit, MAU 1 |  |  | 136-00010.00 |  | 1
| LJ Wing |  |  | 05-92506
140-AHU-001 | North Air Handler |  |  | 140-00051.00 |  | 1
Climate Master
| PREFILTERS |  | Replace PRE-filters | 3 | Month | 2016-09-01
140-AHU-001 | North Air Handler |  |  | 140-00051.00 |  | 1
Climate Master
| AHU-ANNUAL |  | PM - Air Handling Unit (ANNUAL) | 1 | Year | 2016-03-01
140-AHU-002 | South Air Handler |  |  | 140-00051.00 |  | 1
Climate Master
| AHU-ANNUAL |  | PM - Air Handling Unit (ANNUAL) | 1 | Year | 2016-03-01
140-AHU-002 | South Air Handler |  |  | 140-00051.00 |  | 1
Climate Master
| PREFILTERS |  | Replace PRE-filters | 3 | Month | 2016-09-01
140-AHU-003 | Air handling unit #1 (room 8) |  |  | 140-00008.00 |  | 1
| PREFILTERS |  | Replace PRE-filters | 3 | Month | 2016-09-01
140-AHU-004 | Air handling unit #2 (room 8) |  |  | 140-00008.00 |  | 1
| PREFILTERS |  | Replace PRE-filters | 3 | Month | 2016-09-01
141-AHU-002 | Cage Air Handling Unit |  |  | 141-CAGE |  | 1
| TraneAHU |  | SCAAB7560J01A11AB | T02G49489
| PREFILTERS |  | Replace PRE-filters | 6 | Month | 2016-07-01
150-AHU-001 | Air Handling Unit #1 Serves Lecture Hall 100 |  |  | 150-00200.00 |  | 1
| TraneAHU |  | MZ-35 | KOJ187866
| AHU-ANNUAL |  | PM - Air Handling Unit (ANNUAL) | 1 | Year | 2016-04-01
150-AHU-001 | Air Handling Unit #1 Serves Lecture Hall 100 |  |  | 150-00200.00 |  | 1
| TraneAHU |  | MZ-35 | KOJ187866
| PREFILTERS |  | Replace PRE-filters | 4 | Month | 2016-09-01
150-AHU-002 | Air Handling Unit #2 Serves Lecture Hall 150 |  |  | 150-00200.00 |  | 1
| TraneAHU |  | MZ-35 | KOJ187867
| PREFILTERS |  | Replace PRE-filters | 4 | Month | 2016-09-01
150-AHU-002 | Air Handling Unit #2 Serves Lecture Hall 150 |  |  | 150-00200.00 |  | 1
| TraneAHU |  | MZ-35 | KOJ187867
| AHU-ANNUAL |  | PM - Air Handling Unit (ANNUAL) | 1 | Year | 2016-04-01
150-AHU-003 | Air Handling Unit #3 Serves all Bldg, Lobby, Italian Heritage |  |  | 150-00200.00 |  | 1
| TraneAHU |  | MZ-35 | KOJ187868
| AHU-ANNUAL |  | PM - Air Handling Unit (ANNUAL) | 1 | Year | 2016-04-01
150-AHU-003 | Air Handling Unit #3 Serves all Bldg, Lobby, Italian Heritage |  |  | 150-00200.00 |  | 1
| TraneAHU |  | MZ-35 | KOJ187868
| PREFILTERS |  | Replace PRE-filters | 4 | Month | 2016-09-01
155-AHU5-TMR | Timer for AHU-5 serves African Heritage Lecture Room
166-AHU-001 | Air Handling Unit 1, South Wing |  |  | 166-PENTHOUSE |  | 1
|  |  | MSL1500H | 9627396010
| PREFILTERS |  | Replace PRE-filters | 3 | Month | 2016-09-01
166-AHU-002 | Air Handling Unit 2, North Wing |  |  | 166-PENTHOUSE |  | 1
| Quincy |  | MSL150DH | 9627396020
| PREFILTERS |  | Replace PRE-filters | 3 | Month | 2016-09-01
166-HVU-001 | HUV 1, Highbay |  |  | 166-PENTHOUSE |  | 1
| McQuay |  | MSL137DH | 9627396060
| PREFILTERS |  | Replace PRE-filters | 3 | Month | 2016-09-01
167-AHU-001 | Air Handling Unit-1 |  |  | 167-ROOF |  | 1
| TraneChiller |  | SXHCC5030N45D59D3D01AGMNR | J90K73303
| AHU-ANNUAL |  | PM - Air Handling Unit (ANNUAL) | 1 | Year | 2016-01-01
167-AHU-001 | Air Handling Unit-1 |  |  | 167-ROOF |  | 1
| TraneChiller |  | SXHCC5030N45D59D3D01AGMNR | J90K73303
| PREFILTERS |  | Replace PRE-filters | 3 | Month | 2016-10-01
167-AHU-001 | Air Handling Unit-1 |  |  | 167-ROOF |  | 1
| TraneChiller |  | SXHCC5030N45D59D3D01AGMNR | J90K73303
| W990009 |  | PM - Water/Air Cooled Condenser | 6 | Month | 2016-05-01
167-AHU-002 | Air Handling Unit-2 |  |  | 167-ROOF |  | 1
| TraneChiller |  | SXHCC5030N45D59D3D01AGMNR | J91A70410
| W990009 |  | PM - Water/Air Cooled Condenser | 6 | Month | 2016-05-01
167-AHU-002 | Air Handling Unit-2 |  |  | 167-ROOF |  | 1
| TraneChiller |  | SXHCC5030N45D59D3D01AGMNR | J91A70410
| AHU-ANNUAL |  | PM - Air Handling Unit (ANNUAL) | 1 | Year | 2016-01-01
167-AHU-002 | Air Handling Unit-2 |  |  | 167-ROOF |  | 1
| TraneChiller |  | SXHCC5030N45D59D3D01AGMNR | J91A70410
| PREFILTERS |  | Replace PRE-filters | 3 | Month | 2016-10-01
169-AHU-001 | Northwest Air Handling Unit |  |  | 169-ROOF |  | 1
| Trane. |  | YCD103B3HCDB | J46101744D
| W990009 |  | PM - Water/Air Cooled Condenser | 1 | Year | 2016-04-15
169-AHU-001 | Northwest Air Handling Unit |  |  | 169-ROOF |  | 1
| Trane. |  | YCD103B3HCDB | J46101744D
| W990009 |  | PM - Water/Air Cooled Condenser | 1 | Year | 2016-06-15
169-AHU-001 | Northwest Air Handling Unit |  |  | 169-ROOF |  | 1
| Trane. |  | YCD103B3HCDB | J46101744D
| PREFILTERS |  | Replace PRE-filters | 4 | Month | 2016-09-01
169-AHU-002 | Southwest Air Handling Unit |  |  | 169-ROOF |  | 1
| Trane. |  | YCD300B3H0DB | J421013B7D
| PREFILTERS |  | Replace PRE-filters | 4 | Month | 2016-09-01
169-AHU-002 | Southwest Air Handling Unit |  |  | 169-ROOF |  | 1
| Trane. |  | YCD300B3H0DB | J421013B7D
| W990009 |  | PM - Water/Air Cooled Condenser | 1 | Year | 2016-06-15
169-AHU-002 | Southwest Air Handling Unit |  |  | 169-ROOF |  | 1
| Trane. |  | YCD300B3H0DB | J421013B7D
| W990009 |  | PM - Water/Air Cooled Condenser | 1 | Year | 2016-04-15
169-AHU-003 | South East Air Handling Unit |  |  | 169-ROOF |  | 1
| Trane. |  | YCD241B3HCDB | J46101795D
| PREFILTERS |  | Replace PRE-filters | 4 | Month | 2016-09-01
169-AHU-003 | South East Air Handling Unit |  |  | 169-ROOF |  | 1
| Trane. |  | YCD241B3HCDB | J46101795D
| W990009 |  | PM - Water/Air Cooled Condenser | 1 | Year | 2016-04-15
169-AHU-003 | South East Air Handling Unit |  |  | 169-ROOF |  | 1
| Trane. |  | YCD241B3HCDB | J46101795D
| W990009 |  | PM - Water/Air Cooled Condenser | 1 | Year | 2016-06-15
169-AHU-004 | Northeast Air Handling Unit |  |  | 169-ROOF |  | 1
| Trane. |  | YCD103B3HCDB | J46101745D
| PREFILTERS |  | Replace PRE-filters | 4 | Month | 2016-09-01
169-AHU-004 | Northeast Air Handling Unit |  |  | 169-ROOF |  | 1
| Trane. |  | YCD103B3HCDB | J46101745D
| W990009 |  | PM - Water/Air Cooled Condenser | 1 | Year | 2016-04-15
169-AHU-004 | Northeast Air Handling Unit |  |  | 169-ROOF |  | 1
| Trane. |  | YCD103B3HCDB | J46101745D
| W990009 |  | PM - Water/Air Cooled Condenser | 1 | Year | 2016-06-15
169-AHU-005 | Lower Northwest Air Handling Unit (Cadevar Unit) |  |  | 169-ROOF |  | 1
| Trane. |  | TSD210F3R0B07D0 | 151910421D
| W990009 |  | PM - Water/Air Cooled Condenser | 1 | Year | 2016-06-15
169-AHU-005 | Lower Northwest Air Handling Unit (Cadevar Unit) |  |  | 169-ROOF |  | 1
| Trane. |  | TSD210F3R0B07D0 | 151910421D
| PREFILTERS |  | Replace PRE-filters | 4 | Month | 2016-09-01
169-AHU-005 | Lower Northwest Air Handling Unit (Cadevar Unit) |  |  | 169-ROOF |  | 1
| Trane. |  | TSD210F3R0B07D0 | 151910421D
| W990009 |  | PM - Water/Air Cooled Condenser | 1 | Year | 2016-04-15
169-AHU-006 | West Sled Air Handling Unit |  |  | 169-ROOF |  | 1
| Carrier |  | TSD180F3R0A05D0 | 151910403D
| W990009 |  | PM - Water/Air Cooled Condenser | 1 | Year | 2016-06-15
169-AHU-006 | West Sled Air Handling Unit |  |  | 169-ROOF |  | 1
| Carrier |  | TSD180F3R0A05D0 | 151910403D
| PREFILTERS |  | Replace PRE-filters | 4 | Month | 2016-09-01
169-AHU-006 | West Sled Air Handling Unit |  |  | 169-ROOF |  | 1
| Carrier |  | TSD180F3R0A05D0 | 151910403D
| W990009 |  | PM - Water/Air Cooled Condenser | 1 | Year | 2016-04-15
169-AHU-007 | East Sled Air Handling Unit |  |  | 169-ROOF |  | 1
| Trane. |  | TCD036A300BA | J421013C8D
| PREFILTERS |  | Replace PRE-filters | 4 | Month | 2016-09-01
169-AHU-007 | East Sled Air Handling Unit |  |  | 169-ROOF |  | 1
| Trane. |  | TCD036A300BA | J421013C8D
| W990009 |  | PM - Water/Air Cooled Condenser | 1 | Year | 2016-04-15
169-AHU-007 | East Sled Air Handling Unit |  |  | 169-ROOF |  | 1
| Trane. |  | TCD036A300BA | J421013C8D
| W990009 |  | PM - Water/Air Cooled Condenser | 1 | Year | 2016-06-15
169-AHU-008 | Lower Northeast Air Handling Unit |  |  | 169-ROOF |  | 1
| Trane. |  | TCD036A300BA | D12113094
| W990009 |  | PM - Water/Air Cooled Condenser | 1 | Year | 2016-06-15
169-AHU-008 | Lower Northeast Air Handling Unit |  |  | 169-ROOF |  | 1
| Trane. |  | TCD036A300BA | D12113094
| PREFILTERS |  | Replace PRE-filters | 4 | Month | 2016-09-01
169-AHU-008 | Lower Northeast Air Handling Unit |  |  | 169-ROOF |  | 1
| Trane. |  | TCD036A300BA | D12113094
| W990009 |  | PM - Water/Air Cooled Condenser | 1 | Year | 2016-04-15
189-AHU-001 | Air Handling Unit (Studio Fan) |  |  | 189-1ST FLOOR |  | 1
| PREFILTERS |  | Replace PRE-filters | 3 | Month | 2016-09-01
189-AHU-002 | Air Handling Unit |  |  | 189-BASEMENT |  | 1
| American Standard |  | Order 2-31179-1 | H
| PREFILTERS |  | Replace PRE-filters | 3 | Month | 2016-09-01
189-HVU-001 | Lobby Fan #1 |  |  | 189-1ST FLOOR |  | 1
| PREFILTERS |  | Replace PRE-filters | 3 | Month | 2016-09-01
189-HVU-002 | Lobby Fan #2 |  |  | 189-1ST FLOOR |  | 1
| PREFILTERS |  | Replace PRE-filters | 3 | Month | 2016-09-01
193-AHU-001 | Air Handling Unit 1 |  |  | 193-00330.00 |  | 1
Buffalo
| AHU-ANNUAL |  | PM - Air Handling Unit (ANNUAL) | 1 | Year | 2016-01-01
193-AHU-001 | Air Handling Unit 1 |  |  | 193-00330.00 |  | 1
Buffalo
| PREFILTERS |  | Replace PRE-filters | 3 | Month | 2016-10-01
193-AHU-002 | Air Handling Unit 2 |  |  | 193-00121.00 |  | 1
Buffalo
| AHU-ANNUAL |  | PM - Air Handling Unit (ANNUAL) | 1 | Year | 2016-01-01
193-AHU-002 | Air Handling Unit 2 |  |  | 193-00121.00 |  | 1
Buffalo
| PREFILTERS |  | Replace PRE-filters | 3 | Month | 2016-10-01
193-AHU-003 | Air Handling Unit 3 |  |  | 193-00121.00 |  | 1
Buffalo
| AHU-ANNUAL |  | PM - Air Handling Unit (ANNUAL) | 1 | Year | 2016-01-01
193-AHU-003 | Air Handling Unit 3 |  |  | 193-00121.00 |  | 1
Buffalo
| PREFILTERS |  | Replace PRE-filters | 3 | Month | 2016-10-01
193-AHU-004 | Air Handling Unit 4 (Rm 162.13) |  |  | 193-00162.00 |  | 1
| PREFILTERS |  | Replace PRE-filters | 3 | Month | 2016-10-01
193-AHU-005 | Air Handling Unit 5 (Server Rm) |  |  | 193-00180.00 |  | 1
193-AHU-006 | Air Handling Unit 6 (Server Rm) |  |  | 193-00180.00 |  | 1
193-AHU-007 | Air Handling Unit 7 (Server Rm) |  |  | 193-00180.00 |  | 1
193-AHU-008 | Air Handling Unit 8 (Server Rm) |  |  | 193-00180.00 |  | 1
193-AHU-009 | Air Handling Unit 9 (Server Rm 180.1) |  |  | 193-00180.00 |  | 1
193-AHU-010 | Air Handling Unit 10 (Server Rm 180.1) |  |  | 193-00180.00 |  | 1
193-AHU-011 | Air Handling Unit 11 (Server Rm 180.1) |  |  | 193-00180.00 |  | 1
193-AHU-012 | Air Handling Unit 12 (Server Rm 180.1) |  |  | 193-00180.00 |  | 1
193-AHU-013 | Air Handling Unit 13 (Server Rm 180.1) |  |  | 193-00180.00 |  | 1
203-ACU-001 | 1st Floor Trane DX AC Unit |  |  | 203-ROOF |  | 1
| TraneChiller |  | TTA180B400FA | 7345LWCAD
| COND |  | Clean condenser coils | 2 | Month | 2016-07-01
203-ACU-002 | 2nd floor Trane DX AC Unit |  |  | 203-ROOF |  | 1
| TraneChiller |  | TTA090A400FA | 729332TAD
| COND |  | Clean condenser coils | 2 | Month | 2016-07-01
203-ACU-003 | North Side Offices - Trane DX AC Unit |  |  | 203-ROOF |  | 1
| TraneChiller |  | RAUCC604BY10A00000000 | C07H09360
| COND |  | Clean condenser coils | 2 | Month | 2016-07-01
203-AHU-001 | Air Handling Unit 1 |  |  | 203-00222.00 |  | 1
Trane.
| PREFILTERS |  | Replace PRE-filters | 4 | Month | 2016-09-01
203-AHU-002 | Air Handling Unit 2 |  |  | 203-00222.00 |  | 1
| Trane. |  | K-80930
| PREFILTERS |  | Replace PRE-filters | 4 | Month | 2016-09-01
203-AHU-003 | Air Handling Unit 3 (Next to Rm. 226) |  |  | 203-CAGE |  | 1
Liebert
| PREFILTERS |  | Replace PRE-filters | 4 | Month | 2016-09-01
203-MAU-001 | Makeup Air Handling Unit #1 (Garage) |  |  | 203-00176.00 |  | 1
Trane.
| PREFILTERS |  | Replace PRE-filters | 4 | Month | 2016-09-01
209-AHU-001 | AHU #1 (serves 1st Flr) |  |  | 209-00128.00 |  | 1
| PREFILTERS |  | Replace PRE-filters | 4 | Month | 2016-07-01
209-AHU-001 | AHU #1 (serves 1st Flr) |  |  | 209-00128.00 |  | 1
| AHU-ANNUAL |  | PM - Air Handling Unit (ANNUAL) | 18 | Month | 2016-03-01
209-AHU-002 | AHU #2 in E Mech Rm (serves 2nd Flr Freezer Farm & FF Offices) |  |  | 209-BLDG-Entire Building |  | 1
| PREFILTERS |  | Replace PRE-filters | 2 | Month | 2016-09-01
209-AHU-003 | AHU #3 in Main 2nd Flr Mech Rm on West Side (serves 3rd Flr) |  |  | 209-BLDG-Entire Building |  | 1
| PREFILTERS |  | Replace PRE-filters | 4 | Month | 2016-07-01
209-AHU-003 | AHU #3 in Main 2nd Flr Mech Rm on West Side (serves 3rd Flr) |  |  | 209-BLDG-Entire Building |  | 1
| AHU-ANNUAL |  | PM - Air Handling Unit (ANNUAL) | 18 | Month | 2016-03-01
209-AHU-004A | AHU #4.1 (serves 4th Flr Henry Ford Area) |  |  | 209-BLDG-Entire Building |  | 1
| PREFILTERS |  | Replace PRE-filters | 2 | Month | 2016-09-01
209-AHU-004A | AHU #4.1 (serves 4th Flr Henry Ford Area) |  |  | 209-BLDG-Entire Building |  | 1
| AHU-ANNUAL |  | PM - Air Handling Unit (ANNUAL) | 18 | Month | 2016-03-01
209-AHU-004B | AHU #4.2 (serves 4th Flr Freezer Farm ONLY) |  |  | 209-BLDG-Entire Building |  | 1
| PREFILTERS |  | Replace PRE-filters | 2 | Month | 2016-09-01
209-AHU-004B | AHU #4.2 (serves 4th Flr Freezer Farm ONLY) |  |  | 209-BLDG-Entire Building |  | 1
| AHU-ANNUAL |  | PM - Air Handling Unit (ANNUAL) | 18 | Month | 2016-03-01
209-AHU-005 | AHU #5 (serves 5th Flr) |  |  | 209-BLDG-Entire Building |  | 1
| PREFILTERS |  | Replace PRE-filters | 2 | Month | 2016-09-01
209-AHU-005 | AHU #5 (serves 5th Flr) |  |  | 209-BLDG-Entire Building |  | 1
| AHU-ANNUAL |  | PM - Air Handling Unit (ANNUAL) | 18 | Month | 2016-03-01
211-AHU-003 | 15 Ton Carrier AHU for North Showroom |  |  |  |  | 1
| Carrier |  | 50BRN0145 | 1597B11882
211-AHU-004 | 20 Ton Carrier AHU for Parts Room |  |  |  |  | 1
| Carrier |  | 50BA016570 | 2892F08685
211-AHU-005 | 20 Ton Trane AHU for 2nd Floor Accounting |  |  |  |  | 1
| Trane. |  | 5WUB-C156-M | T98E95398
217-AHU-001 | Rooftop Packaged AHU- Gas Fired Htg, DX Cooling (serves Lab Area) |  |  |  |  | 1
| AAON |  | 66760 | 200512-AMGH22096
217-AHU-002 | Rooftop AHU - Gas Fired Htg, DX Cooling (serves Office Area) |  |  |  |  | 1
| International Comfort Products |  | PGS150H250AA | G054250794
474-AHU-001 | Air Handling Unit |  |  | 474-PENTHOUSE |  | 1
| Trane. |  | L-63 | KM1-E045
499-AHU-001 | Air Handling Unit 1 (Large Auditorium) |  |  | 499-00024.00 |  | 1
American Blower
| PREFILTERS |  | Replace PRE-filters | 3 | Month | 2016-10-01
499-AHU-002 | Air Handling Unit 2 (Small Auditorium) |  |  | 499-00024.00 |  | 1
American Blower
| PREFILTERS |  | Replace PRE-filters | 4 | Month | 2016-10-03
499-AHU-003 | Air Handling Unit 3 (Ballroom) |  |  | 499-00024.00 |  | 1
American Blower
| PREFILTERS |  | Replace PRE-filters | 4 | Month | 2016-10-03
499-AHU-004 | Air Handling Unit 4 (East) |  |  | 499-00024.00 |  | 1
American Blower
| PREFILTERS |  | Replace PRE-filters | 3 | Month | 2016-10-01
499-AHU-005 | Air Handling Unit 5 (Engineering Society of Detroit) |  |  | 499-00034.00 |  | 1
Buffalo
| PREFILTERS |  | Replace PRE-filters | 3 | Month | 2016-10-01
499-AHU-007 | Air Handling Unit (AHU-1West, University Wing) |  |  | 499-00010.00 |  | 1
| American Blower |  |  | 56650-W
| PREFILTERS |  | Replace PRE-filters | 3 | Month | 2016-10-01
499-AHU-008 | Air Handling Unit 2 (AHU-2West, Library) |  |  | 499-00010.00 |  | 1
American Blower
| PREFILTERS |  | Replace PRE-filters | 3 | Month | 2016-10-01
499-AHU1-TMR | Timer for AHU 1
501-AHU-001 | Air Make Up Unit |  |  |  |  | 1
504-UNH-001 | Electric Wall Heaters (6 Heaters through out Building) |  |  | 504-00335.00 |  | 1
| TraneAHU |  | PTHC1501JDA | A02E00321
| W838103 |  | PM - Unit/Space Heater | 1 | Year | 2016-09-19
505-AHU-001 | Air Handler 1 in Basement (serves xx) |  |  | 505-Entire Building |  | 1
| PREFILTERS |  | Replace PRE-filters | 6 | Month | 2016-09-19
505-AHU-002 | Air Handler 2 in Basement (serves xx) |  |  | 505-Entire Building |  | 1
| PREFILTERS |  | Replace PRE-filters | 6 | Month | 2016-09-19
505-AHU-003 | Air Handler 3 in Basement (serves xx) |  |  | 505-Entire Building |  | 1
| PREFILTERS |  | Replace PRE-filters | 6 | Month | 2016-09-19
505-AHU-004 | Air Handler 4 in Basement (serves xx) |  |  | 505-Entire Building |  | 1
| PREFILTERS |  | Replace PRE-filters | 6 | Month | 2016-09-19
505-AHU-005 | Air Handler 5 in Attic (serves xx) |  |  | 505-Entire Building |  | 1
| PREFILTERS |  | Replace PRE-filters | 6 | Month | 2016-09-19
505-AHU-006 | Air Handler 6 in Attic (serves xx) |  |  | 505-Entire Building |  | 1
| PREFILTERS |  | Replace PRE-filters | 6 | Month | 2016-09-19
505-AHU-007 | Air Handler 7 in Attic (serves xx) |  |  | 505-Entire Building |  | 1
| PREFILTERS |  | Replace PRE-filters | 6 | Month | 2016-09-19
505-AHU-008 | Air Handler 8 in Attic (serves xx) |  |  | 505-Entire Building |  | 1
|  |  | HP2436 | 9203G8044
| PREFILTERS |  | Replace PRE-filters | 6 | Month | 2016-09-19
505-AHU-009 | Air Handler 9 in Attic (serves xx) |  |  | 505-Entire Building |  | 1
| PREFILTERS |  | Replace PRE-filters | 6 | Month | 2016-09-19
505-AHU-010 | Air Handler 10 in Attic (serves xx) |  |  | 505-Entire Building |  | 1
| PREFILTERS |  | Replace PRE-filters | 6 | Month | 2016-09-19
505-AHU-011 | Air Handler 1 in Carriage Hse Basement |  |  | 505-Entire Building |  | 1
| PREFILTERS |  | Replace PRE-filters | 6 | Month | 2016-09-19
505-AHU-012 | Air Handler 10 in Carriage House Attic |  |  | 505-Entire Building |  | 1
| PREFILTERS |  | Replace PRE-filters | 6 | Month | 2016-09-19
507-AHU-001 | AHU #1 - WDET Studios |  |  | 507-00101.00 |  | 1
| W841603 |  | PM - Air Handling Unit | 6 | Month | 2016-09-01
507-AHU-002 | AHU #2 WDET - Core |  |  | 507-00101.00 |  | 1
| W841603 |  | PM - Air Handling Unit | 6 | Month | 2016-09-01
507-AHU-003 | AHU #3 - Lobby, Hallway, Multi Purpose Rooms |  |  | 507-00163.00 |  | 1
| W841603 |  | PM - Air Handling Unit | 6 | Month | 2016-09-01
507-AHU-004 | AHU #4 - Child Care |  |  | 507-00134.00 |  | 1
| W841603 |  | PM - Air Handling Unit | 6 | Month | 2016-09-01
509-AHU-001 | Air Handling Unit 1, South 1st - 2nd Floors, 6 Zones |  |  | 509-00300.00 |  | 1
| PREFILTERS |  | Replace PRE-filters | 4 | Month | 2016-08-01
509-AHU-002 | Air Handling Unit 2, North 1st - 2nd Floors, 5 Zones |  |  | 509-00300.00 |  | 1
| PREFILTERS |  | Replace PRE-filters | 4 | Month | 2016-08-01
509-AHU-003 | Air Handling Unit 3, Multi Purpose Room, 3 Zones |  |  | 509-00003.00 |  | 1
| PREFILTERS |  | Replace PRE-filters | 4 | Month | 2016-08-01
509-AHU-004 | Air Handling Unit 4, East Wing, Basement - 1st Floor, 5 Zones |  |  | 509-00050.00 |  | 1
| PREFILTERS |  | Replace PRE-filters | 4 | Month | 2016-08-01
509-AHU-005 | Mech Room Air Handling Unit 5 |  |  | 509-00003.00 |  | 1
| PREFILTERS |  | Replace PRE-filters | 4 | Month | 2016-08-01
509-AHU1&2-TMR | Timer for AHU-1 and AHU-2 located in Penthouse Mech. room
509-AHU3-TMR | Timer for AHU-3 located in basement mechanical room
509-AHU4-TMR | Timer for AHU-4 located in Basement Mech. room
510-AHU-001 | Air Handler 1, Multi Zone, 2 Zones |  |  | 510-00001.00 |  | 1
| AHU-ANNUAL |  | PM - Air Handling Unit (ANNUAL) | 1 | Year
510-AHU-001 | Air Handler 1, Multi Zone, 2 Zones |  |  | 510-00001.00 |  | 1
| PREFILTERS |  | Replace PRE-filters | 4 | Month | 2016-08-01
510-AHU-002 | Air Handler 2, Gymnasium |  |  | 510-00001.00 |  | 1
Trane.
| PREFILTERS |  | Replace PRE-filters | 4 | Month | 2016-08-01
510-AHU-002 | Air Handler 2, Gymnasium |  |  | 510-00001.00 |  | 1
Trane.
| AHU-ANNUAL |  | PM - Air Handling Unit (ANNUAL) | 1 | Year
511-AHU-001 | Air Handler 1 (serves 102, 102.1 & 106) |  |  | 511-00010.00 |  | 1
| Climate Master |  | VC060HSZSRTPCSA | 96M089667
511-AHU-002 | Air Handler 2 |  |  | 511-00015.00 |  | 1
| Climate Master |  | VC060HSZSRTPCSA | 96M089618
511-AHU-003 | Air Handler 3 |  |  | 511-00090.12 |  | 1
| Climate Master |  | VC060HSZSRTPCSA | 96M0896663
511-AHU-004 | Air Handler 4 |  |  | 511-00016.10 |  | 1
| Climate Master |  | VC060HSZSRTPCSA | 96M089665
511-AHU-005 | Air Handler 5 |  |  | 511-00309.00 |  | 1
| Koldwave |  | 5Kc33D12 | Y2252636
511-AHU-006 | Air Handler 6 |  |  | 511-00301.10 |  | 1
| Climate Master |  | VC060HSZSRTPCSA | 96M089669
511-AHU-007 | Air Handler 7 |  |  | 511-00303.10 |  | 1
| Climate Master |  | VC060HSZSRTPCSA | 96M089668
511-AHU-201 | Carraige House Air Handler 1 (W Basement) |  |  |  |  | 1
| Trane. |  | SUW 303A | 6H-3359
511-AHU-202 | PACKAGE AIR HANDLER 2 |  |  |  |  | 1
511-AHU-203 | Carraige House Air Handler 3 |  |  | 511-00234.00 |  | 1
| Trane. |  | SUW 503A | 6F-27350
511-AHU-204 | Carraige House Air Handler 4 |  |  | 511-00234.00 |  | 1
| Trane. |  | SUW 753A | 6E-21160
511-AHU-205 | Carraige House Air Handler 5 |  |  | 511-ATTIC |  | 1
| Trane. |  | SVW-503A | 6H33509
511-AHU-206 | Carraige House Air Handler 6(E BASEMENT) |  |  | 511-00036.00 |  | 1
| Climate Master |  | VC080HSZSBA | 96M090035
527-AHU-001 | Air Handling Unit #1 (Rooftop) |  |  |  |  | 0
|  |  | HRP300-8-S | EBEF66M6N04032MP1
| PREFILTERS |  | Replace PRE-filters | 4 | Month | 2016-09-19
527-AHU-002 | Air Handling Unit #2 (Rooftop) |  |  |  |  | 0
|  |  | HRP350-8-S-MV | EBEF66K1N04028MV6
| PREFILTERS |  | Replace PRE-filters | 4 | Month | 2016-09-19
527-AHU-003 | Air Handling Unit #3 (Rooftop) |  |  |  |  | 0
|  |  | RP400-8-S | EBEF66M6N04030MP1
| PREFILTERS |  | Replace PRE-filters | 4 | Month | 2016-09-19
527-AHU-004 | Air Handling Unit #4 (Rooftop) |  |  | 527-ROOF |  | 0
|  |  | RP400-8-S | EBEF66M6N04031MP1
| PREFILTERS |  | Replace PRE-filters | 4 | Month | 2016-09-19
536-AHU-201 | North-East Retail Trane AHU Unit |  |  |  |  | 1
| TraneAHU |  | MCCB025UA0D0UB | K07M44458A
| W841601 |  | PM - Air Handling Unit, HV Type | 3 | Month | 2016-08-01
603-AHU-001 | Air Handling Unit 1 (w/RAF-1) - Basement |  |  | 603-BASEMENT |  | 1
| YORK |  | AP-800 | CEJM04968D
| PREFILTERS |  | Replace PRE-filters | 4 | Month | 2016-10-01
603-AHU-001 | Air Handling Unit 1 (w/RAF-1) - Basement |  |  | 603-BASEMENT |  | 1
| YORK |  | AP-800 | CEJM04968D
| AHU-ANNUAL |  | PM - Air Handling Unit (ANNUAL) | 1 | Year | 2016-02-01
603-AHU-002 | Air Handling Unit 2 (w/RAF-2)- 1st & 2nd Floor |  |  | 603-BASEMENT |  | 1
| YORK |  | AP-800 | CEJM04993D
| AHU-ANNUAL |  | PM - Air Handling Unit (ANNUAL) | 1 | Year | 2016-02-01
603-AHU-002 | Air Handling Unit 2 (w/RAF-2)- 1st & 2nd Floor |  |  | 603-BASEMENT |  | 1
| YORK |  | AP-800 | CEJM04993D
| PREFILTERS |  | Replace PRE-filters | 4 | Month | 2016-10-01
603-AHU-003 | Air Handling Unit 3 (w/RAF-3)- Auditorium |  |  | 603-BASEMENT |  | 1
| YORK |  | AP150 | CEJM04982D
| PREFILTERS |  | Replace PRE-filters | 4 | Month | 2016-10-01
603-AHU-003 | Air Handling Unit 3 (w/RAF-3)- Auditorium |  |  | 603-BASEMENT |  | 1
| YORK |  | AP150 | CEJM04982D
| AHU-ANNUAL |  | PM - Air Handling Unit (ANNUAL) | 1 | Year | 2016-02-01
603-AHU-004 | Air Handling Unit 4 (w/RAF-4)- 3rd Floor |  |  | 603-PENTHOUSE |  | 1
| YORK |  | AP1000 | CLJM01174D
| PREFILTERS |  | Replace PRE-filters | 4 | Month | 2016-10-01
603-AHU-004 | Air Handling Unit 4 (w/RAF-4)- 3rd Floor |  |  | 603-PENTHOUSE |  | 1
| YORK |  | AP1000 | CLJM01174D
| AHU-ANNUAL |  | PM - Air Handling Unit (ANNUAL) | 1 | Year | 2016-02-01
603-AHU-005 | Air Handling Unit 5 (w/RAF-5)- 4th & 5th Floor Offices |  |  | 603-PENTHOUSE |  | 1
| YORK |  | AP800 | CEJM05083D
| PREFILTERS |  | Replace PRE-filters | 4 | Month | 2016-10-01
603-AHU-005 | Air Handling Unit 5 (w/RAF-5)- 4th & 5th Floor Offices |  |  | 603-PENTHOUSE |  | 1
| YORK |  | AP800 | CEJM05083D
| AHU-ANNUAL |  | PM - Air Handling Unit (ANNUAL) | 1 | Year | 2016-02-01
603-AHU-006 | Air Handling Unit 6 - Labs |  |  | 603-PENTHOUSE |  | 1
| YORK |  | AP-800 | CFJM05090D
| PREFILTERS |  | Replace PRE-filters | 2 | Month | 2016-10-01
603-AHU-006 | Air Handling Unit 6 - Labs |  |  | 603-PENTHOUSE |  | 1
| YORK |  | AP-800 | CFJM05090D
| AHU-ANNUAL |  | PM - Air Handling Unit (ANNUAL) | 1 | Year | 2016-02-01
603-AHU-007 | Air Handling Unit 7 - Labs |  |  | 603-PENTHOUSE |  | 1
| YORK |  | AP-660 | CFJM05094D
| PREFILTERS |  | Replace PRE-filters | 2 | Month | 2016-10-01
603-AHU-007 | Air Handling Unit 7 - Labs |  |  | 603-PENTHOUSE |  | 1
| YORK |  | AP-660 | CFJM05094D
| AHU-ANNUAL |  | PM - Air Handling Unit (ANNUAL) | 1 | Year | 2016-02-01
603-AHU-008 | Air Handling Unit 8 - Labs |  |  | 603-PENTHOUSE |  | 1
| YORK |  | AP-1000 | CEJM05097D
| AHU-ANNUAL |  | PM - Air Handling Unit (ANNUAL) | 1 | Year | 2016-02-01
603-AHU-008 | Air Handling Unit 8 - Labs |  |  | 603-PENTHOUSE |  | 1
| YORK |  | AP-1000 | CEJM05097D
| PREFILTERS |  | Replace PRE-filters | 2 | Month | 2016-10-01
603-AHU-009 | Air Handling Unit 9 - Animal Quarters |  |  | 603-06000.00 |  | 1
| YORK |  | AP 800 | CEJM 05100D
| AHU-ANNUAL |  | PM - Air Handling Unit (ANNUAL) | 1 | Year | 2016-02-01
603-AHU-009 | Air Handling Unit 9 - Animal Quarters |  |  | 603-06000.00 |  | 1
| YORK |  | AP 800 | CEJM 05100D
| HEPA603 |  | HEPA Filter Replacement at Appplebaum Pharmacy Building | 1 | Year | 2016-02-01
603-AHU-009 | Air Handling Unit 9 - Animal Quarters |  |  | 603-06000.00 |  | 1
| YORK |  | AP 800 | CEJM 05100D
| PREFILTERS |  | Replace PRE-filters | 2 | Month | 2016-10-01
603-AHU-010 | Air Handling Unit 10 - Animal Quarters Booster for #9 |  |  | 603-PENTHOUSE |  | 1
| Greenheck |  | QEI-37-150-X | 01B22964
| PREFILTERS |  | Replace PRE-filters | 4 | Month | 2016-10-01
603-AHU-010 | Air Handling Unit 10 - Animal Quarters Booster for #9 |  |  | 603-PENTHOUSE |  | 1
| Greenheck |  | QEI-37-150-X | 01B22964
| AHU-ANNUAL |  | PM - Air Handling Unit (ANNUAL) | 1 | Year | 2016-02-01
603-AHU-010 | Air Handling Unit 10 - Animal Quarters Booster for #9 |  |  | 603-PENTHOUSE |  | 1
| Greenheck |  | QEI-37-150-X | 01B22964
| HEPA603 |  | HEPA Filter Replacement at Appplebaum Pharmacy Building | 1 | Year | 2016-02-01
608-AHU-001 | AHU-1 (located in Basement Mechanical Room) |  |  | 608-00010.10 |  | 1
|  |  | ITF-I-4 Ventrol | AHU000602
| PREFILTERS |  | Replace PRE-filters | 4 | Month | 2016-10-03
608-AHU-001 | AHU-1 (located in Basement Mechanical Room) |  |  | 608-00010.10 |  | 1
|  |  | ITF-I-4 Ventrol | AHU000602
| AHU-ANNUAL |  | PM - Air Handling Unit (ANNUAL) | 1 | Year | 2016-03-01
608-AHU-002 | AHU-2 (located in Penthouse) |  |  | 608-00287.04 |  | 1
|  |  | ITF-I-4 Ventrol | AHU000603
| AHU-ANNUAL |  | PM - Air Handling Unit (ANNUAL) | 1 | Year | 2016-03-01
608-AHU-002 | AHU-2 (located in Penthouse) |  |  | 608-00287.04 |  | 1
|  |  | ITF-I-4 Ventrol | AHU000603
| PREFILTERS |  | Replace PRE-filters | 4 | Month | 2016-10-03
608-AHU-003 | AHU-3 (located in Penthouse) |  |  | 608-00287.04 |  | 1
|  |  | ITF-I-4 Ventrol | AHU000604
| PREFILTERS |  | Replace PRE-filters | 4 | Month | 2016-10-03
608-AHU-003 | AHU-3 (located in Penthouse) |  |  | 608-00287.04 |  | 1
|  |  | ITF-I-4 Ventrol | AHU000604
| AHU-ANNUAL |  | PM - Air Handling Unit (ANNUAL) | 1 | Year | 2016-03-01
608-AHU-004 | AHU-4 (located in 2nd Floor East Wing) |  |  | 608-00287.04 |  | 1
|  |  | ITF-I-4 Ventrol | AHU000605
| PREFILTERS |  | Replace PRE-filters | 4 | Month | 2016-10-03
608-AHU-004 | AHU-4 (located in 2nd Floor East Wing) |  |  | 608-00287.04 |  | 1
|  |  | ITF-I-4 Ventrol | AHU000605
| AHU-ANNUAL |  | PM - Air Handling Unit (ANNUAL) | 1 | Year | 2016-03-01
609-ACU-003 | Air Handling Unit-1 (1st Floor) |  |  | 609-00187.01 |  | 1
| AHU-ANNUAL |  | PM - Air Handling Unit (ANNUAL) | 1 | Year | 2016-03-01
609-ACU-004 | Air Handling Unit-2 (1st Floor) |  |  | 609-00187.01 |  | 1
| AHU-ANNUAL |  | PM - Air Handling Unit (ANNUAL) | 1 | Year | 2016-03-01
609-ACU-005 | Air Handling Unit-3 (1st Floor) |  |  | 609-00187.01 |  | 1
| AHU-ANNUAL |  | PM - Air Handling Unit (ANNUAL) | 1 | Year | 2016-03-01
609-AHU-001 | Air Handling Unit-1 |  |  | 609-00401.00 |  | 1
| AHU-ANNUAL |  | PM - Air Handling Unit (ANNUAL) | 1 | Year | 2016-03-01
609-AHU-001 | Air Handling Unit-1 |  |  | 609-00401.00 |  | 1
| PREFILTERS |  | Replace PRE-filters | 3 | Month | 2016-09-01
609-AHU-002 | Air Handling Unit-2 |  |  | 609-00401.00 |  | 1
| AHU-ANNUAL |  | PM - Air Handling Unit (ANNUAL) | 1 | Year | 2016-03-01
609-AHU-002 | Air Handling Unit-2 |  |  | 609-00401.00 |  | 1
| PREFILTERS |  | Replace PRE-filters | 3 | Month | 2016-09-01
609-AHU-003A | Air Handling Unit-3A (3rd Floor) |  |  | 609-00300.00 |  | 1
| PREFILTERS |  | Replace PRE-filters | 3 | Month | 2016-09-01
609-AHU-003A | Air Handling Unit-3A (3rd Floor) |  |  | 609-00300.00 |  | 1
| AHU-ANNUAL |  | PM - Air Handling Unit (ANNUAL) | 1 | Year | 2016-03-01
609-AHU-003B | Air Handling Unit-3B (3rd Floor) |  |  | 609-00300.00 |  | 1
| PREFILTERS |  | Replace PRE-filters | 3 | Month | 2016-09-01
609-AHU-003B | Air Handling Unit-3B (3rd Floor) |  |  | 609-00300.00 |  | 1
| AHU-ANNUAL |  | PM - Air Handling Unit (ANNUAL) | 1 | Year | 2016-03-01
609-AHU-004 | Air Handling Unit-4 |  |  | 609-00401.00 |  | 1
| AHU-ANNUAL |  | PM - Air Handling Unit (ANNUAL) | 1 | Year | 2016-03-01
609-AHU-004 | Air Handling Unit-4 |  |  | 609-00401.00 |  | 1
| PREFILTERS |  | Replace PRE-filters | 3 | Month | 2016-09-01
609-AHU-005 | Air Handling Unit-5 |  |  | 609-00401.00 |  | 1
| PREFILTERS |  | Replace PRE-filters | 3 | Month | 2016-09-01
609-AHU-005 | Air Handling Unit-5 |  |  | 609-00401.00 |  | 1
| AHU-ANNUAL |  | PM - Air Handling Unit (ANNUAL) | 1 | Year | 2016-03-01
611-AHU-001 | North Hallway Air Handling Unit-1 (w/RAF-1) |  |  | 611-PENTHOUSE |  | 1
| Westinghouse |  | Size 8037 | Style DTY-5947-1
| PREFILTERS |  | Replace PRE-filters | 4 | Month
611-AHU-001 | North Hallway Air Handling Unit-1 (w/RAF-1) |  |  | 611-PENTHOUSE |  | 1
| Westinghouse |  | Size 8037 | Style DTY-5947-1
| AHU-ANNUAL |  | PM - Air Handling Unit (ANNUAL) | 1 | Year | 2016-02-01
611-AHU-002 | South Hallway Air Handling Unit-2 (w/RAF-2) |  |  | 611-PENTHOUSE |  | 1
| Westinghouse |  | Size 8037 | Style DTY-5947-2
| PREFILTERS |  | Replace PRE-filters | 4 | Month | 2016-10-01
611-AHU-002 | South Hallway Air Handling Unit-2 (w/RAF-2) |  |  | 611-PENTHOUSE |  | 1
| Westinghouse |  | Size 8037 | Style DTY-5947-2
| AHU-ANNUAL |  | PM - Air Handling Unit (ANNUAL) | 1 | Year | 2016-02-01
611-AHU-003 | Animal Quarters Unit-3 North Labs (w/RAF-3) |  |  | 611-PENTHOUSE |  | 1
| Westinghouse |  | Size 8037 | Style DTY-5947-3
| AHU-ANNUAL |  | PM - Air Handling Unit (ANNUAL) | 1 | Year | 2016-02-01
611-AHU-003 | Animal Quarters Unit-3 North Labs (w/RAF-3) |  |  | 611-PENTHOUSE |  | 1
| Westinghouse |  | Size 8037 | Style DTY-5947-3
| PREFILTERS |  | Replace PRE-filters | 3 | Month | 2016-10-03
611-AHU-004 | South Lab Air Handling Unit-4 |  |  | 611-PENTHOUSE |  | 1
| Westinghouse |  | Size 8037 | Style DTY-5947-4
| PREFILTERS |  | Replace PRE-filters | 3 | Month | 2016-10-03
611-AHU-004 | South Lab Air Handling Unit-4 |  |  | 611-PENTHOUSE |  | 1
| Westinghouse |  | Size 8037 | Style DTY-5947-4
| AHU-ANNUAL |  | PM - Air Handling Unit (ANNUAL) | 1 | Year | 2016-02-01
611-AHU-005 | Air Handling Unit-5 SE corner of 4th Floor |  |  | 611-PENTHOUSE |  | 1
| Carrier |  | 39W/76 | 63260641 HR
| AHU-ANNUAL |  | PM - Air Handling Unit (ANNUAL) | 1 | Year | 2016-02-01
611-AHU-005 | Air Handling Unit-5 SE corner of 4th Floor |  |  | 611-PENTHOUSE |  | 1
| Carrier |  | 39W/76 | 63260641 HR
| PREFILTERS |  | Replace PRE-filters | 3 | Month | 2016-10-03
611-AHU-006 | Air Handling Unit-6 |  |  | 611-00012.00 |  | 1
|  |  | MCCA025JBD0C0B0HH0 | K96B11966
| AHU-ANNUAL |  | PM - Air Handling Unit (ANNUAL) | 1 | Year | 2016-02-01
611-AHU-006 | Air Handling Unit-6 |  |  | 611-00012.00 |  | 1
|  |  | MCCA025JBD0C0B0HH0 | K96B11966
| PREFILTERS |  | Replace PRE-filters | 3 | Month | 2016-10-03
611-AHU-007** | Air Handling Unit-7 |  |  | 611-00026.00 |  | 1
| AHU-ANNUAL |  | PM - Air Handling Unit (ANNUAL) | 1 | Year | 2016-02-01
611-AHU-007** | Air Handling Unit-7 |  |  | 611-00026.00 |  | 1
| PREFILTERS |  | Replace PRE-filters | 3 | Month | 2016-10-03
612-AHU-001 | Air Handler 1 |  |  | 612-00100.00 |  | 1
| Buffalo |  | Size 730 | 68K6214
| AHU-ANNUAL |  | PM - Air Handling Unit (ANNUAL) | 1 | Year | 2016-01-01
612-AHU-001 | Air Handler 1 |  |  | 612-00100.00 |  | 1
| Buffalo |  | Size 730 | 68K6214
| PREFILTERS |  | Replace PRE-filters | 3 | Month | 2016-10-01
612-AHU-002 | Air Handler 2 |  |  | 612-00100.00 |  | 1
| McQuay |  | LS-222H | G0-000909Q 040
| PREFILTERS |  | Replace PRE-filters | 3 | Month | 2016-10-01
612-AHU-002 | Air Handler 2 |  |  | 612-00100.00 |  | 1
| McQuay |  | LS-222H | G0-000909Q 040
| AHU-ANNUAL |  | PM - Air Handling Unit (ANNUAL) | 1 | Year | 2016-01-01
612-AHU-003 | Air Handler 3, Kitchen/Cafeteria |  |  | 612-00346.00 |  | 1
| Buffalo |  | 730 | 68K-6215
| PREFILTERS |  | Replace PRE-filters | 3 | Month | 2016-10-01
612-AHU-003 | Air Handler 3, Kitchen/Cafeteria |  |  | 612-00346.00 |  | 1
| Buffalo |  | 730 | 68K-6215
| AHU-ANNUAL |  | PM - Air Handling Unit (ANNUAL) | 1 | Year | 2016-01-01
612-AHU-004 | Air Handler 4 |  |  | 612-03320.00 |  | 1
| Buffalo |  | Size 805 | 68K-6216
| PREFILTERS |  | Replace PRE-filters | 4 | Month | 2016-09-01
612-AHU-004 | Air Handler 4 |  |  | 612-03320.00 |  | 1
| Buffalo |  | Size 805 | 68K-6216
| AHU-ANNUAL |  | PM - Air Handling Unit (ANNUAL) | 1 | Year | 2016-01-01
612-AHU-005A | Air Handler 5A, Orange Hall |  |  | 612-03320.00 |  | 1
| McQuay |  | LS-222H
| PREFILTERS |  | Replace PRE-filters | 1 | Year | 2016-05-01
612-AHU-005A | Air Handler 5A, Orange Hall |  |  | 612-03320.00 |  | 1
| McQuay |  | LS-222H
| AHU-ANNUAL |  | PM - Air Handling Unit (ANNUAL) | 1 | Year | 2016-01-01
612-AHU-005B | Air Handler 5B, Green Hall |  |  | 612-03320.00 |  | 1
| McQuay |  | LS 222H
| PREFILTERS |  | Replace PRE-filters | 1 | Year | 2016-05-01
612-AHU-005B | Air Handler 5B, Green Hall |  |  | 612-03320.00 |  | 1
| McQuay |  | LS 222H
| AHU-ANNUAL |  | PM - Air Handling Unit (ANNUAL) | 1 | Year | 2016-01-01
612-AHU-005C | Air Handler 5C, Purple Hall |  |  | 612-03320.00 |  | 1
| McQuay |  | LS-222H
| PREFILTERS |  | Replace PRE-filters | 1 | Year | 2016-05-01
612-AHU-005C | Air Handler 5C, Purple Hall |  |  | 612-03320.00 |  | 1
| McQuay |  | LS-222H
| AHU-ANNUAL |  | PM - Air Handling Unit (ANNUAL) | 1 | Year | 2016-01-01
612-AHU-006 | Air Handler 6, Hallway 2 - 3 |  |  | 612-03320.00 |  | 1
| Buffalo |  | Size 730 | 68K-6217
| AHU-ANNUAL |  | PM - Air Handling Unit (ANNUAL) | 1 | Year | 2016-01-01
612-AHU-006 | Air Handler 6, Hallway 2 - 3 |  |  | 612-03320.00 |  | 1
| Buffalo |  | Size 730 | 68K-6217
| PREFILTERS |  | Replace PRE-filters | 4 | Month | 2016-09-01
612-AHU-007 | Air Handler 7 |  |  | 612-PH |  | 1
| Buffalo |  | Size 730 CL.2.Arr 3 | 600249-001
| PREFILTERS |  | Replace PRE-filters | 3 | Month | 2016-10-01
612-AHU-007 | Air Handler 7 |  |  | 612-PH |  | 1
| Buffalo |  | Size 730 CL.2.Arr 3 | 600249-001
| AHU-ANNUAL |  | PM - Air Handling Unit (ANNUAL) | 1 | Year | 2016-01-01
612-AHU-008 | Air Handler 8, Glycol Loop |  |  | 612-PH |  | 1
| Buffalo |  | Size 730 | 68K-6219
| PREFILTERS |  | Replace PRE-filters | 3 | Month | 2016-10-01
612-AHU-008 | Air Handler 8, Glycol Loop |  |  | 612-PH |  | 1
| Buffalo |  | Size 730 | 68K-6219
| AHU-ANNUAL |  | PM - Air Handling Unit (ANNUAL) | 1 | Year | 2016-01-01
612-AHU-009 | Air Handler 9 |  |  | 612-PH |  | 1
| Buffalo |  | Size 660 | 68K-6220
| PREFILTERS |  | Replace PRE-filters | 3 | Month | 2016-10-01
612-AHU-009 | Air Handler 9 |  |  | 612-PH |  | 1
| Buffalo |  | Size 660 | 68K-6220
| AHU-ANNUAL |  | PM - Air Handling Unit (ANNUAL) | 1 | Year | 2016-01-01
612-AHU-010 | Air Handler 10 |  |  | 612-PH |  | 1
| Buffalo |  | Size 890 | 68K-6221
| PREFILTERS |  | Replace PRE-filters | 3 | Month | 2016-10-01
612-AHU-010 | Air Handler 10 |  |  | 612-PH |  | 1
| Buffalo |  | Size 890 | 68K-6221
| AHU-ANNUAL |  | PM - Air Handling Unit (ANNUAL) | 1 | Year | 2016-01-01
612-AHU-011 | Air Handler 11 |  |  | 612-PH |  | 1
| Buffalo |  | Size 890 | 68K-6222
| PREFILTERS |  | Replace PRE-filters | 3 | Month | 2016-10-01
612-AHU-011 | Air Handler 11 |  |  | 612-PH |  | 1
| Buffalo |  | Size 890 | 68K-6222
| AHU-ANNUAL |  | PM - Air Handling Unit (ANNUAL) | 1 | Year | 2016-01-01
612-AHU-012 | Air Handler 12 |  |  | 612-PH |  | 1
| Buffalo |  | Size 890 | 68K-6223
| AHU-ANNUAL |  | PM - Air Handling Unit (ANNUAL) | 1 | Year | 2016-01-01
612-AHU-012 | Air Handler 12 |  |  | 612-PH |  | 1
| Buffalo |  | Size 890 | 68K-6223
| PREFILTERS |  | Replace PRE-filters | 3 | Month | 2016-10-01
612-AHU-013 | Air Handler 13 |  |  | 612-PH |  | 1
| Buffalo |  | Size 890 | 68K-6224
| PREFILTERS |  | Replace PRE-filters | 3 | Month | 2016-10-01
612-AHU-013 | Air Handler 13 |  |  | 612-PH |  | 1
| Buffalo |  | Size 890 | 68K-6224
| AHU-ANNUAL |  | PM - Air Handling Unit (ANNUAL) | 1 | Year | 2016-01-01
612-AHU-014 | Air Handler 14, Gross Labs |  |  | 612-00341.00 |  | 1
McQuay
| PREFILTERS |  | Replace PRE-filters | 3 | Month | 2016-10-01
612-AHU-014 | Air Handler 14, Gross Labs |  |  | 612-00341.00 |  | 1
McQuay
| AHU-ANNUAL |  | PM - Air Handling Unit (ANNUAL) | 1 | Year | 2016-01-01
620-AHU-001 | Air Handling Unit 1 |  |  | 620-BSMNT |  | 1
| PREFILTERS |  | Replace PRE-filters | 6 | Month | 2016-09-01
629-AHU-001 | Air Handling Unit 1 |  |  |  |  | 1
| Buffalo |  | 489D | 88301247-A1
| PREFILTERS |  | Replace PRE-filters | 3 | Month | 2016-10-03
629-AHU-001 | Air Handling Unit 1 |  |  |  |  | 1
| Buffalo |  | 489D | 88301247-A1
| AHU-ANNUAL |  | PM - Air Handling Unit (ANNUAL) | 1 | Year | 2016-02-01
629-AHU-002 | Air Handling Unit 2 |  |  |  |  | 1
| Buffalo |  | 489D | 88301247-A2
| PREFILTERS |  | Replace PRE-filters | 3 | Month | 2016-10-03
629-AHU-002 | Air Handling Unit 2 |  |  |  |  | 1
| Buffalo |  | 489D | 88301247-A2
| AHU-ANNUAL |  | PM - Air Handling Unit (ANNUAL) | 1 | Year | 2016-02-01
629-AHU-003 | Air Handling Unit 3 (DLAR-Animal Labs) |  |  |  |  | 1
| Trane. |  | CCDB50JOH | K88CO6971
| AHU-ANNUAL |  | PM - Air Handling Unit (ANNUAL) | 1 | Year | 2016-02-01
629-AHU-003 | Air Handling Unit 3 (DLAR-Animal Labs) |  |  |  |  | 1
| Trane. |  | CCDB50JOH | K88CO6971
| PREFILTERS |  | Replace PRE-filters | 3 | Month | 2016-10-03
629-SAF-004 | Supply Fan #4 (serves Atrium Smoke Control System) |  |  |  |  | 1
629-SAF-005 | Supply Fan #5 (serves Atrium Smoke Control System) |  |  |  |  | 1
637-AHU-001 | Air Handling Unit 1, Animal Quarters |  |  | 637-3FL MECH |  | 1
SEMCO
| AHU-ANNUAL |  | PM - Air Handling Unit (ANNUAL) | 1 | Year | 2016-03-01
637-AHU-001 | Air Handling Unit 1, Animal Quarters |  |  | 637-3FL MECH |  | 1
SEMCO
| PREFILTERS |  | Replace PRE-filters | 3 | Month | 2016-09-01
637-AHU-001A | Air Handling Unit 1A, Animal Quarters |  |  | 637-3FL MECH |  | 1
SEMCO
| AHU-ANNUAL |  | PM - Air Handling Unit (ANNUAL) | 1 | Year | 2016-03-01
637-AHU-001A | Air Handling Unit 1A, Animal Quarters |  |  | 637-3FL MECH |  | 1
SEMCO
| PREFILTERS |  | Replace PRE-filters | 3 | Month | 2016-09-01
637-AHU-002 | Air Handling Unit 2 |  |  | 637-6FL MECH |  | 1
| AHU-ANNUAL |  | PM - Air Handling Unit (ANNUAL) | 1 | Year | 2016-03-01
637-AHU-002 | Air Handling Unit 2 |  |  | 637-6FL MECH |  | 1
| PREFILTERS |  | Replace PRE-filters | 3 | Month | 2016-09-01
637-AHU-003 | Air Handling Unit 3 |  |  | 637-6FL MECH |  | 1
| AHU-ANNUAL |  | PM - Air Handling Unit (ANNUAL) | 1 | Year | 2016-03-01
637-AHU-003 | Air Handling Unit 3 |  |  | 637-6FL MECH |  | 1
| PREFILTERS |  | Replace PRE-filters | 3 | Month | 2016-09-01
637-AHU-004 | Air Handling Unit 4 |  |  | 637-6FL MECH |  | 1
| AHU-ANNUAL |  | PM - Air Handling Unit (ANNUAL) | 1 | Year | 2016-03-01
637-AHU-004 | Air Handling Unit 4 |  |  | 637-6FL MECH |  | 1
| PREFILTERS |  | Replace PRE-filters | 3 | Month | 2016-09-01
992-AHU-001 | Make Up Air Unit, Roof |  |  | 992-ROOF |  | 1
| Buffalo |  | 660-BLLALGGW
992-AHU-002 | Make Up Air Unit 2, Roof, Animal Quarters |  |  | 992-ROOF |  | 1
QMA-464501
992-AHU-003 | Air Handling Unit, Heating and Cooling for 3rd Floor |  |  | 992-3RD FLOOR |  | 1
Total | [5 empty] | 564
Air Separator
001-AS-001 | Heating Hot Water Air Separator |  |  | 001-SUB B |  | 1
| Bell & Gossett |  | RL 6G | 640441
001-AS-002 | Chill Water Air Separator |  |  | 001-SUB B |  | 1
| Bell & Gossett |  | RL 10G | 640443
022-AS-001 | Air Separator |  |  | 022-BSMNT 16 |  | 1
Bell & Gossett
028-AS-001 | Air Separator |  |  | 028-BASEMENT |  | 1
Taco
046-AS-003 | Air Separator - Law School Bldg |  |  | 046-00410.00 |  | 1
| Bell & Gossett |  | BY536004F1209 | 75302
046-HEX-001 | Heat Exchanger (HHWS Law Library/Classroom Bldg) |  |  | 046-00410.00 |  | 1
| Bell & Gossett |  | SU-166-Z | 211850
| W835101 |  | PM - Heat Exchanger and Economizer | 6 | Month | 2016-06-01
127-AIR-001 | Air Separator, Heating Hot Water |  |  | 127-00158.00 |  | 1
504-AS-001 | Air Separator |  |  | 504-00026.00 |  | 1
612-AS-001 | Air Separator, Chill Water |  |  | 612-03320.00 |  | 1
Total | [5 empty] | 9
Air Volume Box
089-CAVB-101 | CONSTANT AIR VOLUME BOX W/PREHEAT - ROOM 1177 |  |  |  |  | 1
DESV-3000
089-CAVB-102 | CONSTANT AIR VOLUME BOX W/PREHEAT - ROOM 1155 |  |  | 089-01155.00 |  | 1
DESV-3000
089-CAVB-103 | CONSTANT AIR VOLUME BOX W/PREHEAT - ROOM 1155 |  |  | 089-01155.00 |  | 1
DESV-3000
089-CAVB-104 | CONSTANT AIR VOLUME BOX W/PREHEAT - ROOM 1155.1 |  |  |  |  | 1
DESV-3000
089-CAVB-105 | CONSTANT AIR VOLUME BOX W/PREHEAT - ROOM 1155.2 |  |  |  |  | 1
DESV-3000
089-CAVB-106 | CONSTANT AIR VOLUME BOX W/PREHEAT - ROOM 1131.1 |  |  |  |  | 1
DESV-3000
089-CAVB-107 | CONSTANT AIR VOLUME BOX W/PREHEAT |  |  |  |  | 1
DESV-3000
089-CAVB-108 | CONSTANT AIR VOLUME BOX W/PREHEAT - ROOM 1131 |  |  |  |  | 1
DESV-3000
089-CAVB-201 | CONSTANT AIR VOLUME BOX W/PREHEAT - ROOM 2177.1 |  |  |  |  | 1
DESV-3000
089-CAVB-202 | CONSTANT AIR VOLUME BOX W/PREHEAT - ROOM 2177.2 |  |  | 089-02177.02 |  | 1
DESV-3000
089-CAVB-203 | CONSTANT AIR VOLUME BOX W/PREHEAT - ROOM 2178.2 |  |  | 089-02178.02 |  | 1
AESV-1000
089-CAVB-204 | CONSTANT AIR VOLUME BOX W/PREHEAT - ROOM 2178.1 |  |  | 089-02178.01 |  | 1
AESV-1000
089-CAVB-205 | CONSTANT AIR VOLUME BOX W/PREHEAT |  |  |  |  | 1
DESV-3000
089-CAVB-206 | CONSTANT AIR VOLUME BOX W/PREHEAT |  |  |  |  | 1
DESV-3000
089-CAVB-207 | CONSTANT AIR VOLUME BOX W/PREHEAT |  |  |  |  | 1
DESV-3000
089-CAVB-208 | CONSTANT AIR VOLUME BOX W/PREHEAT - ROOM 2157 |  |  | 089-02157.00 |  | 1
DESV-3000
089-CAVB-209 | CONSTANT AIR VOLUME BOX W/PREHEAT - ROOM 2156.2 |  |  | 089-02156.02 |  | 1
DESV-3000
089-CAVB-210 | CONSTANT AIR VOLUME BOX W/PREHEAT - ROOM 2156.1 |  |  | 089-02156.01 |  | 1
DESV-3000
089-CAVB-211 | CONSTANT AIR VOLUME BOX W/PREHEAT - ROOM 2155 |  |  |  |  | 1
DESV-3000
089-CAVB-212 | CONSTANT AIR VOLUME BOX W/PREHEAT - ROOM 2153 |  |  |  |  | 1
DESV-3000
089-CAVB-213 | CONSTANT AIR VOLUME BOX W/PREHEAT - ROOM 2159.1 |  |  |  |  | 1
DESV-3000
089-CAVB-214 | CONSTANT AIR VOLUME BOX W/PREHEAT - ROOM 2159.2 |  |  | 089-02159.02 |  | 1
DESV-3000
089-CAVB-215 | CONSTANT AIR VOLUME BOX W/PREHEAT - ROOM 2151.1 |  |  | 089-02151.01 |  | 1
DESV-3000
089-CAVB-216 | CONSTANT AIR VOLUME BOX W/PREHEAT - ROOM 2151.2 |  |  |  |  | 1
DESV-3000
089-CAVB-217 | CONSTANT AIR VOLUME BOX W/PREHEAT - ROOM 2147 |  |  |  |  | 1
DESV-3000
089-CAVB-218 | CONSTANT AIR VOLUME BOX W/PREHEAT - ROOM 2145 |  |  |  |  | 1
DESV-3000
089-CAVB-219 | CONSTANT AIR VOLUME BOX W/PREHEAT |  |  |  |  | 1
DESV-3000
089-CAVB-220 | CONSTANT AIR VOLUME BOX W/PREHEAT |  |  |  |  | 1
DESV-3000
089-CAVB-221 | CONSTANT AIR VOLUME BOX W/PREHEAT - ROOM 2131.1 |  |  | 089-02131.01 |  | 1
DESV-3000
089-CAVB-301 | CONSTANAT AIR VOLUME BOX W/REHEAT - ROOM 3177.2 |  |  | 089-03177.00 |  | 1
DESV-3000
089-CAVB-302 | CONSTANT AIR VOLUME BOX W/REHEAT - ROOM 3177.1 |  |  | 089-03177.00 |  | 1
DESV-3000
089-CAVB-303 | CONSTANT AIR VOLUME BOX W/REHEAT |  |  |  |  | 1
DESV-3000
089-CAVB-304 | CONSTANT AIR VOLUME BOX W/REHEAT - ROOM 3163 |  |  |  |  | 1
DESV-3000
089-CAVB-305 | CONSTANT AIR VOLUME BOX W/REHEAT - ROOM 3169 |  |  |  |  | 1
DESV-3000
089-CAVB-306 | CONSTANT AIR VOLUME BOX W/REHEAT - ROOM 3159.2 |  |  |  |  | 1
DESV-3000
089-CAVB-307 | CONSTANT AIR VOLUME BOX W/REHEAT - ROOM 3159.1 |  |  |  |  | 1
DESV-3000
089-CAVB-308 | CONSTANT AIR VOLUME BOX - ROOM 3151.2 |  |  |  |  | 1
DESV-3000
089-CAVB-309 | CONSTANT AIR VOLUME BOX - ROOM 3151.1 |  |  |  |  | 1
089-CAVB-310 | CONSTANT AIR VOLUME BOX W/REHEAT - ROOM 3173 |  |  |  |  | 1
DESV-3000
089-CAVB-311 | CONSTANT AIR VOLUME BOX - ROOM 3153 |  |  |  |  | 1
DESV-3000
089-CAVB-312 | CONSTANT AIR VOLUME BOX W/PREHEAT |  |  |  |  | 1
DESV-3000
089-CAVB-313 | CONSTANT AIR VOLUME BOX |  |  |  |  | 1
DESV-3000
089-CAVB-314 | CONSTANT AIR VOLUME BOX |  |  |  |  | 1
DESV-3000
089-CAVB-315 | CONSTANT AIR VOLUME BOX |  |  |  |  | 1
DESV-3000
089-CAVB-317 | CONSTANT AIR VOLUME BOX W/PREHEAT - ROOM 3131.1 |  |  |  |  | 1
DESV-3000
089-CAVB-401 | CONSTANT AIR VOLUME BOX W/PREHEAT - ROOM 4177.2 |  |  |  |  | 1
DESV-3000
089-CAVB-402 | CONSTANT AIR VOLUME BOX W/PREHEAT - ROOM 4177.1 |  |  |  |  | 1
DESV-3000
089-CAVB-403 | CONSTANT AIR VOLUME BOX W/PREHEAT - ROOM 4178.1 |  |  |  |  | 1
DESV-3000
089-CAVB-404 | CONSTANT AIR VOLUME BOX W/PREHEAT - ROOM 4178.2 |  |  | 089-04178.02 |  | 1
DESV-3000
089-CAVB-405 | CONSTANT AIR VOLUME BOX W/PREHEAT - ROOM 4168 |  |  |  |  | 1
DESV-3000
089-CAVB-406 | CONSTANT AIR VOLUME BOX W/PREHEAT - ROOM 4165 |  |  |  |  | 1
DESV-3000
089-CAVB-407 | CONSTANT AIR VOLUME BOX W/PREHEAT - ROOM 4163 |  |  | 089-04163.00 |  | 1
DESV-3000
089-CAVB-408 | CONSTANT AIR VOLUME BOX W/PREHEAT - ROOM 4155,ROOM 4153 |  |  |  |  | 1
DESV-3000
089-CAVB-409 | CONSTANT AIR VOLUME BOX W/PREHEAT - ROOM 4156.2 |  |  |  |  | 1
DESV-3000
089-CAVB-410 | CONSTANT AIR VOLUME BOX W/PREHEAT - ROOM 4156.1 |  |  |  |  | 1
DESV-3000
089-CAVB-411 | CONSTANT AIR VOLUME BOX W/PREHEAT |  |  |  |  | 1
DESV-3000
089-CAVB-413 | CONSTANT AIR VOLUME BOX W/PREHEAT |  |  |  |  | 1
DESV-3000
089-CAVB-414 | CONSTANT AIR VOLUME BOX W/PREHEAT - ROOM 4159.1 |  |  |  |  | 1
DESV-3000
089-CAVB-415 | CONSTANT AIR VOLUME BOX W/PREHEAT - ROOM 4159.2 |  |  |  |  | 1
DESV-3000
089-CAVB-416 | CONSTANT AIR VOLUME BOX W/PREHEAT - ROOM 4151.2 |  |  |  |  | 1
DESV--3000
089-CAVB-417 | CONSTANT AIR VOLUME BOX W/PREHEAT - ROOM 4151.1 |  |  |  |  | 1
DESV-3000
089-CAVB-418 | CONSTANT AIR VOLUME BOX W/PREHEAT - ROOM 4147 |  |  |  |  | 1
DESV-3000
089-CAVB-419 | CONSTANT AIR VOLUME BOX W/PREHEAT - ROOM 4145 |  |  |  |  | 1
DESV-3000
089-CAVB-420 | CONSTANT AIR VOLUME BOX W/PREHEAT |  |  |  |  | 1
DESV-3000
089-CAVB-421 | CONSTANT AIR VOLUME BOX W/PREHEAT - ROOM 4137.1 |  |  |  |  | 1
DESV-3000
089-CAVB-501 | CONSTANT AIR VOLUME BOX W/PREHEAT |  |  |  |  | 1
DESV-3000
089-CAVB-502 | CONSTANT AIR VOLUME BOX W/PREHEAT |  |  |  |  | 1
089-CAVB-503 | CONSTANT AIR VOLUME BOX W/PREHEAT |  |  |  |  | 1
DESV-3000
089-CAVB-504 | CONSTANT AIR VOLUME BOX W/PREHEAT |  |  |  |  | 1
DESV-3000
089-CAVB-505 | CONSTANT AIR VOLUME BOX W/PREHEAT |  |  |  |  | 1
DESV-3000
089-CAVB-506 | CONSTANT AIR VOLUME BOX W/PREHEAT |  |  |  |  | 1
DESV-3000
089-CAVB-507 | CONSTANT AIR VOLUME BOX W/PREHEAT - ROOM 5159.2 |  |  |  |  | 1
DESV-3000
089-CAVB-508 | CONSTANT AIR VOLUME BOX W/PREHEAT - ROOM 5151.2 |  |  |  |  | 1
DESV-3000
089-CAVB-509 | CONSTANT AIR VOLUME BOX W/PREHEAT - ROOM 5159.2 |  |  |  |  | 1
DESV-3000
089-CAVB-510 | CONSTANT AIR VOLUME BOX W/PREHEAT - ROOM 5151.1 |  |  |  |  | 1
DESV-3000
089-CAVB-511 | CONSTANT AIR VOLUME BOX W/PREHEAT |  |  |  |  | 1
DESV-3000
089-CAVB-512 | CONSTANT AIR VOLUME BOX W/PREHEAT |  |  |  |  | 1
DESV-3000
089-CAVB-513 | CONSTANT AIR VOLUME BOX W/PREHEAT |  |  |  |  | 1
DESV-3000
089-CAVB-514 | CONSTANT AIR VOLUME BOX W/PREHEAT |  |  |  |  | 1
DESV-3000
089-CAVB-515 | CONSTANT AIR VOLUME BOX W/PREHEAT - ROOM 5156.1 |  |  |  |  | 1
DESV-3000
089-CAVB-516 | CONSTANT AIR VOLUME BOX W/PREHEAT - ROOM 5156.2 |  |  |  |  | 1
DESV-3000
089-CAVB-517 | CONSTANT AIR VOLUME BOX W/PREHEAT |  |  |  |  | 1
DESV-3000
089-CAVB-518 | CONSTANT AIR VOLUME BOX W/PREHEAT - ROOM 5147 |  |  |  |  | 1
AESV-1000
089-CAVB-519 | CONSTANT AIR VOLUME BOX W/PREHEAT - ROOM 5145 |  |  |  |  | 1
AESV-1000
089-CAVB-520 | CONSTANT AIR VOLUME BOX W/PREHEAT |  |  |  |  | 1
DESV-3000
089-CAVB-521 | CONSTANT AIR VOLUME BOX W/PREHEAT - ROOM 5137.1 |  |  |  |  | 1
DESV-3000
089-CAVB-523 | CONSTANT AIR VOLUME BOX W/PREHEAT - ROOM 5143 |  |  |  |  | 1
089-CAVB-G01 | CONSTANT AIR VOLUME BOX W/PREHEAT - ROOM 0171.1 |  |  |  |  | 1
DESV-3000
089-CAVB-G02 | CONSTANT AIR VOLUME BOX W/PREHEAT - ROOM 0171.2 |  |  |  |  | 1
DESV-3000
089-CAVB-G03 | CONSTANT AIR VOLUME BOX W/PREHEAT - ROOM 0173 |  |  |  |  | 1
DESV-3000
089-CAVB-G05 | CONSTANT AIR VOLUME BOX W/PREHEAT - ROOM 0378 |  |  |  |  | 1
DESV-3000
089-CAVB-G06 | CONSTANT AIR VOLUME BOX W/PREHEAT - ROOM 0376 |  |  |  |  | 1
DESV-3000
089-CAVB-G07 | CONSTANT AIR VOLUME BOX W/PREHEAT - ROOM 0374 |  |  |  |  | 1
DESV-3000
089-CAVB-G08 | CONSTANT AIR VOLUME BOX W/PREHEAT - ROOM 0372 |  |  |  |  | 1
DESV-3000
089-CAVB-G09 | CONSTANT AIR VOLUME BOX W/PREHEAT - ROOM 0370 |  |  |  |  | 1
DESV-3000
089-CAVB-G10 | CONSTANT AIR VOLUME BOX W/PREHEAT |  |  |  |  | 1
DESV-3000
089-CAVB-G11 | CONSTANT AIR VOLUME BOX W/PREHEAT |  |  |  |  | 1
DESV-3000
089-CAVB-G12 | CONSTANT AIR VOLUME BOX W/PREHEAT |  |  |  |  | 1
DESV-3000
089-CAVB-G14 | CONSTANT AIR VOLUME BOX W/PREHEAT |  |  |  |  | 1
089-CAVB-G15 | CONSTANT AIR VOLUME BOX W/PREHEAT - ROOM 0163 |  |  | 089-00163.00 |  | 1
DESV-3000
089-CAVB-G17 | CONSTANT AIR VOLUME BOX W/PREHEAT - ROOM 0162.1 |  |  | 089-00162.01 |  | 1
DESV-3000
089-CAVB-G18 | CONSTANT AIR VOLUME BOX W/PREHEAT - ROOM 0155 |  |  | 089-00155.00 |  | 1
DESV-3000
089-CAVB-G19 | CONSTANT AIR VOLUME BOX W/PREHEAT - ROOM 0157.1 |  |  | 089-00157.01 |  | 1
DESV-3000
089-CAVB-G20 | CONSTANT AIR VOLUME BOX W/PREHEAT - ROOM 0157.2 |  |  | 089-00157.02 |  | 1
DESV-1000
089-VAV-0162.1 | Variable Air Volume Box |  |  | 089-00162.01 |  | 1
089-VAV-0169 | Variable Air Volume Box |  |  | 089-00169.00 |  | 1
089-VAV-101 | VARIABLE AIR VOLUME BOX W/PREHEAT |  |  |  |  | 1
DESV-3000
089-VAV-102 | VARIABLE AIR VOLUME BOX W/PREHEAT - ROOM 1378 |  |  |  |  | 1
DESV-3000
089-VAV-103 | VARIABLE AIR VOLUME BOX W/PREHEAT - ROOM 1374,1376 |  |  |  |  | 1
DESV-3000
089-VAV-104 | VARIABLE AIR VOLUME BOX W/PREHEAT - ROOM 1370 |  |  |  |  | 1
DESV-3000
089-VAV-105 | VARIABLE AIR VOLUME BOX W/PREHEAT |  |  |  |  | 1
DESV-3000
089-VAV-106 | VARIABLE AIR VOLUME BOX W/PREHEAT |  |  |  |  | 1
DESV-3000
089-VAV-107 | VARIABLE AIR VOLUME BOX W/PREHEAT - ROOM 1366,1368 |  |  |  |  | 1
DESV-3000
089-VAV-108 | VARIABLE AIR VOLUME BOX W/PREHEAT |  |  |  |  | 1
DESV-3000
089-VAV-109 | VARIABLE AIR VOLUME BOX W/PREHEAT - ROOM 1163 |  |  | 089-01163.00 |  | 1
DESV-3000
089-VAV-110 | VARIABLE AIR VOLUME BOX W/PREHEAT - ROOM 1167 |  |  |  |  | 1
AESV-1000
089-VAV-111 | VARIABLE AIR VOLUME BOX W/PREHEAT - ROOM 1165 |  |  | 089-01165.00 |  | 1
AESV-1000
089-VAV-112 | VARIABLE AIR VOLUME BOX W/PREHEAT |  |  |  |  | 1
DESV-3000
089-VAV-113 | VARIABLE AIR VOLUME BOX W/PREHEAT |  |  |  |  | 1
DESV-3000
089-VAV-114 | VARIABLE AIR VOLUME BOX W/PREHEAT - ROOM 1360 |  |  | 089-01360.00 |  | 1
DESV-3000
089-VAV-115 | VARIABLE AIR VOLUME BOX W/PREHEAT |  |  |  |  | 1
DESV-3000
089-VAV-116 | VARIABLE AIR VOLUME BOX W/PREHEAT |  |  |  |  | 1
DESV-3000
089-VAV-117 | VARIABLE AIR VOLUME BOX W/PREHEAT |  |  |  |  | 1
DESV-3000
089-VAV-118 | VARIABLE AIR VOLUME BOX W/PREHEAT |  |  |  |  | 1
DESV-3000
089-VAV-201 | VARIABLE AIR VOLUME BOX W/PREHEAT - ROOM 2177 |  |  | 089-02177.00 |  | 1
AESV-1000
089-VAV-202 | VARIABLE AIR VOLUME BOX W/PREHEAT - ROOM 2171 |  |  | 089-02171.00 |  | 1
AESV-1000
089-VAV-203 | VARIABLE AIR VOLUME BOX W/PREHEAT - ROOM 2178 |  |  | 089-02178.00 |  | 1
AESV-1000
089-VAV-204 | VARIABLE AIR VOLUME BOX W/PREHEAT - ROOM 2168 |  |  | 089-02168.00 |  | 1
AESV-1000
089-VAV-205 | VARIABLE AIR VOLUME CONTROL W/PREHEAT - ROOM 2159 |  |  | 089-02159.00 |  | 1
AESV-1000
089-VAV-206 | VARIABLE AIR VOLUME BOX W/PREHEAT - ROOM 2159 |  |  | 089-02159.00 |  | 1
AESV-1000
089-VAV-207 | NARIABLE AIR VOLUME BOX W/PREHEAT - ROOM 2156 |  |  | 089-02156.00 |  | 1
AESV-1000
089-VAV-208 | VARIABLE AIR VOLUME BOX W/PREHEAT - ROOM 2156 |  |  | 089-02156.00 |  | 1
AESV-1000
089-VAV-209 | VARIABLE AIR VOLUME BOX W/PREHEAT - ROOM 2151 |  |  | 089-02151.00 |  | 1
AESV-1000
089-VAV-210 | VARIABLE AIR VOLUME BOX W/PREHEAT - ROOM 2151 |  |  | 089-02151.00 |  | 1
AESV-1000
089-VAV-211 | VARIABLE AIR VOLUME BOX W/PREHEAT - ROOM 2131 |  |  | 089-02131.00 |  | 1
AESV-1000
089-VAV-212 | VARIABLE AIR VOLUME BOX W/PREHEAT - ROOM 2131 |  |  | 089-02131.00 |  | 1
AESV-1000
089-VAV-213 | VARIABLE AIR VOLUME BOX W/PREHEAT - ROOM 2105 |  |  | 089-02105.00 |  | 1
DESV-3000
089-VAV-2131.1 | Variable Air Volume Box |  |  | 089-02131.01 |  | 1
089-VAV-214 | VARIABLE AIR VOLUME BOX W/PREHEAT - ROOM 2109 |  |  |  |  | 1
DESV-3000
089-VAV-215 | VARIABLE AIR VOLUME BOX W/PREHEAT - ROOM 2110 |  |  |  |  | 1
DESV-3000
089-VAV-2151.1 | Variable Air Volume Box |  |  | 089-02151.01 |  | 1
089-VAV-2159.2 | Variable Air Volume Box |  |  | 089-02159.02 |  | 1
089-VAV-216 | VARIABLE AIR VOLUME BOX W/PREHEAT - ROOM 2115,2113,2111 |  |  |  |  | 1
DESV-3000
089-VAV-2168 | Variable Air Volume Box |  |  | 089-02168.00 |  | 1
089-VAV-217 | VARIABLE AIR VOLUME BOX W/PREHEAT - ROOM 2116 |  |  |  |  | 1
DESV-3000
089-VAV-2171 | Variable Air Volume Box |  |  | 089-02171.00 |  | 1
089-VAV-218 | VARIABLE AIR VOLUME BOX W/PREHEAT - ROOM 2121,2119,2117 |  |  |  |  | 1
DESV-3000
089-VAV-219 | VARIABLE AIR VOLUME BOX W/PREHEAT - ROOM 2125 |  |  |  |  | 1
DESV-3000
089-VAV-220 | VARIABLE AIR VOLUME BOX W/PREHEAT - ROOM 2123 |  |  | 089-02123.00 |  | 1
DESV-3000
089-VAV-301 | VARIABLE AIR VOLUME BOX W/REHEAT |  |  | 089-03177.00 |  | 1
AESV-1000
089-VAV-302 | VARIABLE AIR VOLUME BOX W/REHEAT |  |  | 089-03171.00 |  | 1
AESV-1000
089-VAV-303 | VARIABLE AIR VOLUME BOX W/REHEAT - ROOM 3174 |  |  |  |  | 1
AESV-1000
089-VAV-304 | VARIABLE AIR VOLUME BOX W/REHEAT |  |  | 089-03170.00 |  | 1
AESV-1000
089-VAV-305 | VARIABLE AIR VOLUME BOX W/REHEAT - ROOM 3167 |  |  |  |  | 1
AESV-1000
089-VAV-306 | VARIABLE AIR VOLUME CONTROL BOX W/REHEAT |  |  | 089-03159.00 |  | 1
089-VAV-307 | VARIABLE AIR VOLUME BO W/PREHEAT - ROOM 3154 |  |  |  |  | 1
AESV-1000
089-VAV-308 | VARIABLE AIR VOLUME BOX |  |  | 089-03151.00 |  | 1
AESV-1000
089-VAV-309 | VARIABLE AIR VOLUME BOX W/PREHEAT - ROOM 3141 |  |  |  |  | 1
AESV-1000
089-VAV-310 | VARIABLE AIR VOLUME BOX W/PREHEAT - ROOM 3131 |  |  |  |  | 1
AESV-1000
089-VAV-311 | VARIABLE AIR VOLUME BOX W/PREHEAT - ROOM 3131 |  |  |  |  | 1
AESV-1000
089-VAV-312 | VARIABLE AIR VOLUME W/PREHEAT - ROOM 3125 |  |  |  |  | 1
DESV-3000
089-VAV-313 | VARIABLE AIR VOLUME BOX W/PREHEAT - ROOM 3123 |  |  |  |  | 1
DESV-3000
089-VAV-314 | VARIABLE AIR VOLUME W/PREHEAT - ROOM 3117 |  |  |  |  | 1
DESV-3000
089-VAV-315 | VARIABLE AIR VOLUME BOX W/PREHEAT |  |  |  |  | 1
089-VAV-316 | VARIABLE AIR VOLUME BOX W/PREHEAT |  |  |  |  | 1
DESV-3000
089-VAV-317 | VARIABLE AIR VOLUME BOX W/PREHEAT |  |  |  |  | 1
DESV-3000
089-VAV-3170.2 | Variable Air Volume Box |  |  | 089-03170.02 |  | 1
089-VAV-3171 | Variable Air Volume Box |  |  | 089-03171.00 |  | 1
089-VAV-318 | VARIABLE AIR VOLUME BOX W/PREHEAT |  |  |  |  | 1
DESV-3000
089-VAV-319 | VARIABLE AIR VOLUME W/PREHEAT - ROOM 3103 |  |  |  |  | 1
DESV-3000
089-VAV-401 | VARIABLE AIR VOLUME BOX W/PREHEAT - ROOM 4177 |  |  | 089-04177.00 |  | 1
AESV-1000
089-VAV-402 | VARIABLE AIR VOLUME BOX W/PREHEAT - ROOM 4171 |  |  |  |  | 1
AESV-1000
089-VAV-403 | VARIABLE AIR VOLUME BOX W/PREHEAT - ROOM 4178 |  |  |  |  | 1
AESV-1000
089-VAV-404 | VARIABLE AIR VOLUME BOX W/PREHEAT - ROOM 4168 |  |  |  |  | 1
AESV-1000
089-VAV-405 | VARIABLE AIR VOLUME BOX W/PREHEAT - ROOM 4164 |  |  | 089-04164.00 |  | 1
AESV-1000
089-VAV-406 | VARIABLE AIR VOLUME BOX W/PREHEAT - ROOM 4167 |  |  | 089-04167.00 |  | 1
AESV-1000
089-VAV-407 | VARIABLE AIR VOLUME BOX W/PREHEAT - ROOM 4159 |  |  | 089-04159.00 |  | 1
AESV-1000
089-VAV-408 | VARIABLE AIR VOLUME BOX W/PREHEAT - ROOM 4156 |  |  |  |  | 1
AESV-1000
089-VAV-409 | VARIABLE AIR VOLUME BOX W/PREHEAT - ROOM 4151 |  |  | 089-04151.00 |  | 1
AESV-1000
089-VAV-410 | VARIABLE AIR VOLUME BOX W/PREHEAT - ROOM 4141 |  |  | 089-04141.00 |  | 1
AESV-1000
089-VAV-411 | VARIABLE AIR VOLUME BOX W/PREHEAT - ROOM 4137 |  |  | 089-04137.00 |  | 1
AESV-1000
089-VAV-412 | VARIABLE AIR VOLUME BOX W/PREHEAT - ROOM 4131 |  |  | 089-04131.00 |  | 1
AESV-1000
089-VAV-413 | VARIABLE AIR VOLUME BOX W/PREHEAT - ROOM 4125 |  |  | 089-04125.00 |  | 1
DESV-3000
089-VAV-4131 | Variable Air Volume Box |  |  | 089-04131.00 |  | 1
089-VAV-414 | VARIABLE AIR VOLUME BOX W/PREHEAT - ROOM 4123 |  |  | 089-04123.00 |  | 1
DESV-3000
089-VAV-415 | VARIABLE AIR VOLUME BOX W/PREHEAT - ROOM 4121,4119,4117,4115 |  |  |  |  | 1
DESV-3000
089-VAV-416 | VARIABLE AIR VOLUME BOX W/PREHEAT |  |  |  |  | 1
089-VAV-4167 | Variable Air Volume Box |  |  | 089-04167.00 |  | 1
089-VAV-417 | VARIABLE AIR VOLUME BOX W/PREHEAT - ROOM .4105,4107,4109,4113 |  |  |  |  | 1
089-VAV-418 | CONSTANT AIR VOLUME BOX W/PREHEAT - ROOM 4156.2 |  |  |  |  | 1
DESV-3000
089-VAV-419 | VARIABLE AIR VOLUME BOX W/PREHEAT - ROOM 4103 |  |  | 089-04103.00 |  | 1
DESV-3000
089-VAV-420 | VARIABLE AIR VOLUME BOX W/PREHEAT |  |  | 089-04105.00 |  | 1
DESV-3000
089-VAV-501 | VARIABLE AIR VOLUME BOX W/PREHEAT |  |  |  |  | 1
AESV-1000
089-VAV-502 | VARIABLE AIR VOLUME BOX W/PREHEAT |  |  |  |  | 1
AESV-1000
089-VAV-503 | VARIABLE AIR VOLUME BOX W/PREHEAT |  |  |  |  | 1
089-VAV-504 | VARIABLE AIR VOLUME BOX W/PREHEAT |  |  |  |  | 1
AESV-1000
089-VAV-505 | VARIABLE AIR VOLUME BOX W/PREHEAT - ROOM 5167.2,5167.3 |  |  |  |  | 1
AESV-1000
089-VAV-506 | VARIABLE AIR VOLUME BOX W/PREHEAT - ROOM 5164.2,5164.3 |  |  |  |  | 1
AESV-1000
089-VAV-507 | VARIABLE AIR VOLUME BOX W/PREHEAT - ROOM 5167.4,5167.5 |  |  |  |  | 1
AESV-1000
089-VAV-508 | VARIABLE AIR VOLUME BOX W/PREHEAT - ROOM 5156 |  |  | 089-05156.00 |  | 1
AESV-1000
089-VAV-509 | VARIABLE AIR VOLUME BOX W/PREHEAT - ROOM 5151 |  |  |  |  | 1
AESV-1000
089-VAV-510 | VARIABLE AIR VOLUME BOX W/PREHEAT - ROOM 5141.1,5141.2,5141.3 |  |  |  |  | 1
AESV-1000
089-VAV-511 | VARIABLE AIR VOLUME BOX W/PREHEAT - ROOM 5137 |  |  | 089-05137.00 |  | 1
AESV-1000
089-VAV-512 | VARIABLE AIR VOLUME BOX W/PREHEAT - ROOM 5131 |  |  | 089-05131.00 |  | 1
AESV-1000
089-VAV-513 | VARIABLE AIR VOLUME BOX W/PREHEAT - ROOM 5125 |  |  | 089-05125.00 |  | 1
DESV-3000
089-VAV-5137 | Variable Air Volume Box |  |  | 089-05137.00 |  | 1
089-VAV-514 | VARIABLE AIR VOLUME BOX W/PREHEAT - ROOM 5123 |  |  | 089-05123.00 |  | 1
DESV-3000
089-VAV-515 | VARIABLE AIR VOLUME BOX W/PREHEAT |  |  |  |  | 1
DESV-3000
089-VAV-5156 | Variable Air Volume Box |  |  | 089-05156.00 |  | 1
089-VAV-516 | VARIABLE AIR VOLUME BOX W/PREHEAT - ROOM 5117,5119 |  |  |  |  | 1
DESV-3000
089-VAV-5168 | Variable Air Volume Box |  |  | 089-05168.00 |  | 1
089-VAV-517 | VARIABLE AIR VOLUME BOX W/PREHEAT - ROOM 5111 |  |  |  |  | 1
DESV-3000
089-VAV-5171 | Variable Air Volume Box |  |  | 089-05171.00 |  | 1
089-VAV-518 | VARIABLE AIR VOLUME BOX W/PREHEAT |  |  |  |  | 1
DESV-3000
089-VAV-519 | VARIABLE AIR VOLUME BOX W/PREHEAT - ROOM 5109 |  |  |  |  | 1
DESV-3000
089-VAV-520 | VARIABLE AIR VOLUME BOX W/PREHEAT - ROOM 5107.1 |  |  |  |  | 1
DESV-3000
089-VAV-521 | VARIABLE AIR VOLUME BOX W/PREHEAT - ROOM 5107 |  |  | 089-05107.00 |  | 1
DESV-3000
089-VAV-522 | VARIABLE AIR VOLUME BOX W/PREHEAT - ROOM 5107.2 |  |  |  |  | 1
DESV-3000
089-VAV-G01 | VARIABLE AIR VOLUME BOX W/PREHEAT - ROOM 0171 |  |  | 089-00171.00 |  | 1
AESV-1000
089-VAV-G02 | VARIABLE AIR VOLUME BOX W/PREHEAT - ROOM 0171 |  |  | 089-00171.00 |  | 1
AESV-1000
089-VAV-G03 | VARIABLE AIR VOLUME BOX W/PREHEAT - ROOM 0157 |  |  | 089-00157.00 |  | 1
AESV-1000
089-VAV-G04 | VARIABLE AIR VOLUME BOX W/PREHEAT - ROOM 0169 |  |  | 089-00169.00 |  | 1
AESV-1000
089-VAV-G05 | VARIABLE AIR VOLUME BOX W/PREHEAT - ROOM 0109 |  |  |  |  | 1
DESV-3000
089-VAV-G06 | VARIABLE AIR VOLUME BOX W/PREHEAT - ROOM 0111,0113,0115,0117 |  |  |  |  | 1
DESV-3000
089-VAV-G07 | VARIABLE AIR VOLUME BOX W/PREHEAT - ROOM 0119 |  |  |  |  | 1
DESV-3000
089-VAV-G08 | VARIABLE AIR VOLUME BOX W/PREHEAT - ROOM 0125 |  |  |  |  | 1
DESV-3000
089-VAV-G09 | VARIABLE AIR VOLUME BOX W/PREHEAT |  |  |  |  | 1
DESV-3000
089-VAV-G10 | VARIABLE AIR VOLUME BOX W/PREHEAT - ROOM 0162 |  |  | 089-00162.00 |  | 1
096-VAV-001 | VARIABLE AIR VOLUME BOX 1 |  |  |  |  | 1
Total | [5 empty] | 229
AutoScrubber
039-AFS | WRANGLER |  |  | 039-AUD#140 |  | 1
| WRANGLER 36-NSS |  | NSS
Total | [5 empty] | 1
Back Flow Preventer Assembly
001-RPZ-001 | Backflow Preventer (Boiler Makeup Water - Basement Mech Rm Next to Stairs)
|  |  | 909 | 515026
| PM_RPZ |  | PM - Preventative Maintenance - Backflow Preventer Testing | 1 | Year | 2016-06-01
001-RPZ-002 | Backflow Preventer (Boiler Feedwater - Boiler Rm)
|  |  | 909 | 431962
| PM_RPZ |  | PM - Preventative Maintenance - Backflow Preventer Testing | 1 | Year | 2016-06-01
001-RPZ-003 | Basement Mechanical Room HWH Make -Up
|  |  | 909 | 002747
| PM_RPZ |  | PM - Preventative Maintenance - Backflow Preventer Testing | 1 | Year | 2016-06-01
001-RPZ-004 | Backflow Preventer (Irrigation - Water Meter Rm)
|  |  | 009M2 | 32192
| PM_RPZ |  | PM - Preventative Maintenance - Backflow Preventer Testing | 1 | Year | 2016-06-01
001-RPZ-005 | Backflow Preventer (Irrigation - Basemnt Ceiling Next to Women's Restroom)
|  |  | 909 | 00657
| PM_RPZ |  | PM - Preventative Maintenance - Backflow Preventer Testing | 1 | Year | 2016-06-01
001-RPZ-006 | 4th floor JC Closet / Cooling Tower Feed
|  |  | 909 | 003545
| PM_RPZ |  | PM - Preventative Maintenance - Backflow Preventer Testing | 1 | Year | 2016-06-01
001-RPZ-007 | Backflow Preventer (Water Main Inlet/Meter - Basemnt Ceiling Mech Rm)
|  |  | 975 | 811931
| PM_RPZ |  | PM - Preventative Maintenance - Backflow Preventer Testing | 1 | Year | 2016-06-01
003-RPZ-001 | Backflow Preventer (Makeup Water - Basement Mech Rm) |  |  | 003-00027.00
|  |  | 009 | 382120
| PM_RPZ |  | PM - Preventative Maintenance - Backflow Preventer Testing | 1 | Year | 2016-05-01
003-RPZ-002 | Backflow Preventer (Chiller Makeup Water - Basement Mech Rm) |  |  | 003-00027.00
|  |  | 909 | 625962
| PM_RPZ |  | PM - Preventative Maintenance - Backflow Preventer Testing | 1 | Year | 2016-05-01
003-RPZ-003 | Backflow Preventer (Cooling Tower Makeup Water - Basement Mech Rm) |  |  | 003-00027.00
|  |  | 909 | 126176
| PM_RPZ |  | PM - Preventative Maintenance - Backflow Preventer Testing | 1 | Year | 2016-05-01
003-RPZ-004 | Backflow Preventer ( Boiler Make-Up Water Boiler Rm) |  |  | 003-00195.00
|  |  | 909 | 448255
| PM_RPZ |  | PM - Preventative Maintenance - Backflow Preventer Testing | 1 | Year | 2016-05-01
005-RPZ-001 | Backflow Preventer (Irrigation - Basement Pump Room)
|  |  | 825Y | AK8907
| PM_RPZ |  | PM - Preventative Maintenance - Backflow Preventer Testing | 1 | Year | 2016-10-04
006-RPZ-001 | Backflow Preventer (Htg HW Makeup - Basement Mech Rm) |  |  | 006-00018.00
|  |  | 909 | 504359
| PM_RPZ |  | PM - Preventative Maintenance - Backflow Preventer Testing | 1 | Year | 2016-03-01
006-RPZ-002 | Backflow Preventer (Chilled Wtr Makeup - Basement Mech Rm) |  |  | 006-00018.00
|  |  | 909 | 00233
| PM_RPZ |  | PM - Preventative Maintenance - Backflow Preventer Testing | 1 | Year | 2016-03-01
006-RPZ-003 | Backflow Preventer (RO System - Basement Mech Rm) |  |  | 006-00018.00
|  |  | 909 | 015439
| PM_RPZ |  | PM - Preventative Maintenance - Backflow Preventer Testing | 1 | Year | 2016-03-01
006-RPZ-004 | Backflow Preventer (HHW For Animal Qtrs - Basement Mech Rm) |  |  | 006-00018.00
|  |  | 909 | 630950
| PM_RPZ |  | PM - Preventative Maintenance - Backflow Preventer Testing | 1 | Year | 2016-03-01
006-RPZ-005 | Backflow Preventer (Basement Rm 19 for Cagewasher) |  |  | 006-00019.00
|  |  | LF909 | 011392
| PM_RPZ |  | PM - Preventative Maintenance - Backflow Preventer Testing | 1 | Year | 2016-03-01
006-RPZ-006 | Backflow Preventer (Basement Rm 19 for Cagewasher) |  |  | 006-00019.00
|  |  | LF909 | 011676
| PM_RPZ |  | PM - Preventative Maintenance - Backflow Preventer Testing | 1 | Year | 2016-03-01
007-RPZ-001 | Backflow Preventer (Building Main- Sub Basement) |  |  | 007-00000.62
|  |  | 909 | 626652
| PM_RPZ |  | PM - Preventative Maintenance - Backflow Preventer Testing | 1 | Year | 2016-10-04
007-RPZ-002 | Backflow Preventer (Heating HW Makeup - Sub Bsmnt Boiler Rm) |  |  | 007-00000.62
|  |  | 909 | 022034
| PM_RPZ |  | PM - Preventative Maintenance - Backflow Preventer Testing | 1 | Year | 2016-10-04
007-RPZ-003 | Backflow Preventer (Boiler Feedwater - Sub Bsmnt Boiler Rm) |  |  | 007-00000.62
|  |  | 909 | 008683
| PM_RPZ |  | PM - Preventative Maintenance - Backflow Preventer Testing | 1 | Year | 2016-10-04
007-RPZ-004 | Backflow preventer(Acid Waste Sump Pump - Sub Basement |  |  | 007-00000.62
|  |  | 909 | 650009
| PM_RPZ |  | PM - Preventative Maintenance - Backflow Preventer Testing | 1 | Year | 2016-10-04
007-RPZ-005 | Backflow Preventer (Condensate Cooler - Basement Mech Rm)
|  |  | 009 | 90585
| PM_RPZ |  | PM - Preventative Maintenance - Backflow Preventer Testing | 1 | Year | 2016-10-04
007-RPZ-006 | Backflow Preventer (Autoclave - 3rd Flr Rm 330) |  |  | 007-00330.00
|  |  | 975XL | 2037106
| PM_RPZ |  | PM - Preventative Maintenance - Backflow Preventer Testing | 1 | Year | 2016-10-04
007-RPZ-007 | Backflow Preventer (Autoclave - 4th Flr Rm 430) |  |  | 007-00430.00
|  |  | 909 | 638181
| PM_RPZ |  | PM - Preventative Maintenance - Backflow Preventer Testing | 1 | Year | 2016-10-04
007-RPZ-008 | Backflow Preventer (R.O. System - Penthouse Mech Rm) |  |  | 007-00500.00
|  |  | 909 | 444732
| PM_RPZ |  | PM - Preventative Maintenance - Backflow Preventer Testing | 1 | Year | 2016-10-04
007-RPZ-009 | Backflow Preventer (Chilled Water Makeup - Penthouse Mech Rm) |  |  | 007-00500.00
|  |  | 909 | 444776
| PM_RPZ |  | PM - Preventative Maintenance - Backflow Preventer Testing | 1 | Year | 2016-10-04
007-RPZ-010 | Backflow Preventer Cooling Tower Make -Up Sub Basement) |  |  | 007-00500.00
|  |  | 909 | 221356
| PM_RPZ |  | PM - Preventative Maintenance - Backflow Preventer Testing | 1 | Year | 2016-10-04
008-RPZ-001 | Backflow Preventer (HW Heating Makeup - Penthse Mech Rm)
|  |  | 909 | 603134
| PM_RPZ |  | PM - Preventative Maintenance - Backflow Preventer Testing | 1 | Year | 2016-06-01
016-RPZ-001 | Backflow Preventer (Boiler Feedwater - Basement Mech Rm) |  |  | 016-00024.00
|  |  | 909 | 449718
| PM_RPZ |  | PM - Preventative Maintenance - Backflow Preventer Testing | 1 | Year | 2016-05-01
016-RPZ-002 | Backflow Preventer (HW Heating Makeup - Basement Mech Rm)
|  |  | 909 | 021344
| PM_RPZ |  | PM - Preventative Maintenance - Backflow Preventer Testing | 1 | Year | 2016-05-01
016-RPZ-003 | Backflow Preventer (Irrigation - Basement Mech Rm)
|  |  | 909 | 008708
| PM_RPZ |  | PM - Preventative Maintenance - Backflow Preventer Testing | 1 | Year | 2016-05-01
016-RPZ-004 | Backflow Preventer (Over Office, Top of Elevator Rm - Basement Mech Rm)
|  |  | 909 | 611610
| PM_RPZ |  | PM - Preventative Maintenance - Backflow Preventer Testing | 1 | Year | 2016-05-01
016-RPZ-005 | Backflow Preventer (3rd Flr Janitor's Closet)
|  |  | 909 | 651799
| PM_RPZ |  | PM - Preventative Maintenance - Backflow Preventer Testing | 1 | Year | 2016-05-01
022-RPZ-001 | Backflow Preventer (HW Heating Makeup Water - Basement Mech Rm) |  |  | 022-00016.00
|  |  | 909 | 638889
| PM_RPZ |  | PM - Preventative Maintenance - Backflow Preventer Testing | 1 | Year | 2016-09-01
022-RPZ-002 | Backflow Preventer (Chilled Water Makeup - Basement Mech Rm) |  |  | 022-00016.00
|  |  | 909 | 025605
| PM_RPZ |  | PM - Preventative Maintenance - Backflow Preventer Testing | 1 | Year | 2016-09-01
023-RPZ-001 | Backflow Preventer (Reflecting Pool - Basement)
|  |  | 909 | 87487
| PM_RPZ |  | PM - Preventative Maintenance - Backflow Preventer Testing | 1 | Year | 2016-05-01
025-RPZ-001 | Backflow Preventer (HW Heating MakeUp - Basement Mech Rm)
|  |  | 909 | 029762
| PM_RPZ |  | PM - Preventative Maintenance - Backflow Preventer Testing | 1 | Year | 2016-02-01
025-RPZ-002 | Backflow Preventer (Lawn Irrigation - Basement Mech Rm)
|  |  | 909 | 012349
| PM_RPZ |  | PM - Preventative Maintenance - Backflow Preventer Testing | 1 | Year | 2016-02-01
025-RPZ-003 | Backflow Preventer (Fontain - Basement Mech Rm)
|  |  | 009 | 044785
| PM_RPZ |  | PM - Preventative Maintenance - Backflow Preventer Testing | 1 | Year | 2016-02-01
026-RPZ-001 | Backflow Preventer (HW MakeUp - Basement Mech Rm) |  |  | 026-00060.00
|  |  | 909 | 01015
| PM_RPZ |  | PM - Preventative Maintenance - Backflow Preventer Testing | 1 | Year | 2016-02-01
026-RPZ-002 | Backflow Preventer (Blr Feedwater - Blr Rm) |  |  | 026-00060.00
|  |  | 009 | A12780
| PM_RPZ |  | PM - Preventative Maintenance - Backflow Preventer Testing | 1 | Year | 2016-02-01
026-RPZ-003 | Backflow Preventer (Basemnt Rm 27 - Water Cooled AC Unit) |  |  | 026-00030.00
|  |  | 009 | 352172
| PM_RPZ |  | PM - Preventative Maintenance - Backflow Preventer Testing | 1 | Year | 2016-02-01
026-RPZ-004 | Backflow Preventer (Basemnt Mech Rm - Cooling Tower Makeup) |  |  | 026-00060.00
|  |  | 909 | 292441
| PM_RPZ |  | PM - Preventative Maintenance - Backflow Preventer Testing | 1 | Year | 2016-02-01
026-RPZ-005 | Backflow Preventer (Basemnt Blr Rm - Blr Feedwater at Mop Sink) |  |  | 026-00060.00
|  |  | 909 | 02594
| PM_RPZ |  | PM - Preventative Maintenance - Backflow Preventer Testing | 1 | Year | 2016-02-01
028-RPZ-001 | Backflow Preventer (Basement Mech Rm) |  |  | 028-00001.00
|  |  | 909 | 340774
| PM_RPZ |  | PM - Preventative Maintenance - Backflow Preventer Testing | 1 | Year | 2016-03-01
028-RPZ-002 | Backflow Preventer (Basement Irrigation) |  |  | 028-00001.00
|  |  | 009 | 36886
| PM_RPZ |  | PM - Preventative Maintenance - Backflow Preventer Testing | 1 | Year | 2016-03-01
036-RPZ-001 | Backflow Preventer (HW Heating MakeUp & Boiler Feedwtr - Basement Mech Rm)
|  |  | 909 | 433081
| PM_RPZ |  | PM - Preventative Maintenance - Backflow Preventer Testing | 1 | Year | 2016-02-01
036-RPZ-002 | Backflow Preventer (Lawn Irrigation - Basement Mech Rm) |  |  | 036-00010.00
|  |  | 909 | 256023
| PM_RPZ |  | PM - Preventative Maintenance - Backflow Preventer Testing | 1 | Year | 2016-02-01
038-RPZ-001 | Backflow Preventer (Penthouse Boiler Rm - Boiler Feedwater) |  |  | 038-00424.00
|  |  | 009 | A10361
| PM_RPZ |  | PM - Preventative Maintenance - Backflow Preventer Testing | 1 | Year | 2016-02-01
038-RPZ-002 | Backflow Preventer (Basemnt Mech Rm #10 - Cooling Tower Makeup) |  |  | 038-00010.00
|  |  | 909 | 002063
| PM_RPZ |  | PM - Preventative Maintenance - Backflow Preventer Testing | 1 | Year | 2016-02-01
039-RPZ-001 | Backflow Preventer (Basemnt Mech Rm 025 - Chilled Water Makeup) |  |  | 039-00025.00
|  |  | 909 (Size 34) | 002759
| PM_RPZ |  | PM - Preventative Maintenance - Backflow Preventer Testing | 1 | Year | 2016-02-01
039-RPZ-002 | Backflow Preventer (Basemnt Rm 47 - Water Cooled AC Unit) |  |  | 039-00047.00
|  |  | 909 | 396244
| PM_RPZ |  | PM - Preventative Maintenance - Backflow Preventer Testing | 1 | Year | 2016-02-01
042-RPZ-001 | Backflow Preventer (Basement Mech Rm - Pres Chiller) |  |  | 042-00030.00
|  |  | 909 | 02443
| PM_RPZ |  | PM - Preventative Maintenance - Backflow Preventer Testing | 1 | Year | 2016-01-01
043-RPZ-001 | Backflow Preventer (In Basement Hallway- In front of JC29 - for Chiller Unit)
|  |  | 909 | 382675
| PM_RPZ |  | PM - Preventative Maintenance - Backflow Preventer Testing | 1 | Year | 2016-01-01
043-RPZ-002 | Backflow Preventer (Rm 025 - HW Heating Makeup) |  |  | 043-00025.00
|  |  | 909 | 383504
| PM_RPZ |  | PM - Preventative Maintenance - Backflow Preventer Testing | 1 | Year | 2016-01-01
043-RPZ-003 | Backflow Preventer (Basement Mech Rm in Cold Kitchen- Pond Makeup)
|  |  | 009 | 387910
| PM_RPZ |  | PM - Preventative Maintenance - Backflow Preventer Testing | 1 | Year | 2016-01-01
046-RPZ-001 | Backflow Preventer (Htg HW Makeup - Basement Mech Rm) |  |  | 046-00410.00
|  |  | 909 | 615773
| PM_RPZ |  | PM - Preventative Maintenance - Backflow Preventer Testing | 1 | Year | 2016-03-01
046-RPZ-002 | Backflow Preventer (Htg HW Makeup - Basement Mech Rm) |  |  | 046-00410.00
|  |  | 909 | 022032
| PM_RPZ |  | PM - Preventative Maintenance - Backflow Preventer Testing | 1 | Year | 2016-03-01
046-RPZ-003 | Backflow Preventer (Cooling Tower Makeup - Basement Mech Rm) |  |  | 046-00410.00
|  |  | 909 | 997867
| PM_RPZ |  | PM - Preventative Maintenance - Backflow Preventer Testing | 1 | Year | 2016-03-01
046-RPZ-004 | Backflow Preventer (Lawn Irrigation - Basement Mech Rm) |  |  | 046-00410.00
|  |  | 009 | 009571
| PM_RPZ |  | PM - Preventative Maintenance - Backflow Preventer Testing | 1 | Year | 2016-03-01
048-RPZ-001 | Backflow Preventer (Htg HW Makeup - Basement) |  |  | 048-00018.00
|  |  | 765-2 | 655882
| PM_RPZ |  | PM - Preventative Maintenance - Backflow Preventer Testing | 1 | Year | 2016-05-01
048-RPZ-002 | Backflow Preventer (Blr Feed Makeup - Penthouse Mech Rm) |  |  | 048-00401.00
|  |  | 975XL | 3524539
| PM_RPZ |  | PM - Preventative Maintenance - Backflow Preventer Testing | 1 | Year | 2016-05-01
048-RPZ-003 | Backflow Preventer (Chiller Makeup - Penthouse Mech Rm) |  |  | 048-4TH FLOOR
|  |  | 909 | 101060
| PM_RPZ |  | PM - Preventative Maintenance - Backflow Preventer Testing | 1 | Year | 2016-05-01
049-RPZ-001 | Backflow Preventer (Building Containment 1st Flr. Mech Closet 1234) |  |  | 049-01234.00
|  |  | 975 | 29162
| PM_RPZ |  | PM - Preventative Maintenance - Backflow Preventer Testing | 1 | Year | 2016-03-01
049-RPZ-002 | Backflow Preventer (Chilled Water Makeup - Chiller Rm) |  |  | 049-01140.00
|  |  | 975XL | 976612
| PM_RPZ |  | PM - Preventative Maintenance - Backflow Preventer Testing | 1 | Year | 2016-03-01
049-RPZ-003 | Backflow Preventer (Cooling Tower Makeup - 3rd Flr Mech Rm 3133) |  |  | 049-03133.00
|  |  | 975 | 30127
| PM_RPZ |  | PM - Preventative Maintenance - Backflow Preventer Testing | 1 | Year | 2016-03-01
050-RPZ-001 | Backflow Preventer (In Basement - Lawn Irrigation)
|  |  | 909 | 260900
| PM_RPZ |  | PM - Preventative Maintenance - Backflow Preventer Testing | 1 | Year | 2016-01-01
050-RPZ-002 | Backflow Preventer (Boiler Hse Roof)
|  |  | 909 | 03794
| PM_RPZ |  | PM - Preventative Maintenance - Backflow Preventer Testing | 1 | Year | 2016-01-01
050-RPZ-003 | Backflow Preventer (Basement-Water Softener)
|  |  | 909 | 613064
| PM_RPZ |  | PM - Preventative Maintenance - Backflow Preventer Testing | 1 | Year | 2016-01-01
050-RPZ-004 | Backflow Preventer (Rm 200.01 Autoclave) |  |  | 050-00200.10
|  |  | 909 | 602854
| PM_RPZ |  | PM - Preventative Maintenance - Backflow Preventer Testing | 1 | Year | 2016-01-01
050-RPZ-005 | Backflow Preventer (Bsmnt - Heating Makeup) |  |  | 050-00011.00
|  |  | 825y | RE9332
| PM_RPZ |  | PM - Preventative Maintenance - Backflow Preventer Testing | 1 | Year | 2016-01-01
050-RPZ-006 | Backflow Preventer (Rm 306 - Autoclave/DI Sys) |  |  | 050-00306.00
|  |  | 909 | 015026
| PM_RPZ |  | PM - Preventative Maintenance - Backflow Preventer Testing | 1 | Year | 2016-01-01
056-RPZ-001 | Vacuum Breaker (P.S. Risers - Ground Flr Meter Rm)
|  |  | 909 | 02851
| PM_RPZ |  | PM - Preventative Maintenance - Backflow Preventer Testing | 1 | Year | 2016-05-01
060-RPZ-001 | Backflow Preventer (Water Softener - Basement) |  |  | 060-00010.00
|  |  | 909 | 43225
| PM_RPZ |  | PM - Preventative Maintenance - Backflow Preventer Testing | 1 | Year | 2016-09-01
060-RPZ-002 | Backflow Preventer (Cooling - 2nd Flr Hockey Area) |  |  | 060-HOCKEY SW
|  |  | 909 | 411612
| PM_RPZ |  | PM - Preventative Maintenance - Backflow Preventer Testing | 1 | Year | 2016-09-01
060-RPZ-003 | Backflow Preventer (Boiler Makeup Water - 3rd flr Boiler Rm) |  |  | 060-305
|  |  | 909 | 602593
| PM_RPZ |  | PM - Preventative Maintenance - Backflow Preventer Testing | 1 | Year | 2016-09-01
062-RPZ-001 | Backflow Preventer (Heating HW Makeup - Boiler Rm)
|  |  | 909 | 617141
| PM_RPZ |  | PM - Preventative Maintenance - Backflow Preventer Testing | 1 | Year | 2016-10-03
064-RPZ-001 | Backflow Preventer (Water Softener - Basement) |  |  | 064-00011.00
|  |  | 009 | A06366
| PM_RPZ |  | PM - Preventative Maintenance - Backflow Preventer Testing | 1 | Year | 2016-09-01
065-RPZ-001 | Backflow Preventer (Bldg Water Main)
|  |  | 909 | 191341
| PM_RPZ |  | PM - Preventative Maintenance - Backflow Preventer Testing | 1 | Year | 2016-06-01
065-RPZ-002 | Backflow Preventer (HW Heating Makeup - 1st Flr Mech Rm)
|  |  | 909 | 332554
| PM_RPZ |  | PM - Preventative Maintenance - Backflow Preventer Testing | 1 | Year | 2016-06-01
065-RPZ-003 | Backflow Preventer (Cooling Tower Makeup - 4th Flr Mech Rm)
|  |  | 909 | 482833
| PM_RPZ |  | PM - Preventative Maintenance - Backflow Preventer Testing | 1 | Year | 2016-06-01
067-RPZ-001 | Backflow Preventer (Boiler Water Softener - Boiler Rm) |  |  | 067-00195.00
|  |  | 009 | 10353
| PM_RPZ |  | PM - Preventative Maintenance - Backflow Preventer Testing | 1 | Year | 2016-06-01
067-RPZ-002 | Backflow Preventer (Chilled Water Makeup - Penthouse) |  |  | 067-PH
|  |  | 909 | 312932
| PM_RPZ |  | PM - Preventative Maintenance - Backflow Preventer Testing | 1 | Year | 2016-06-01
067-RPZ-003 | Backflow Preventer (Chilled Water Makeup - Basement Mech Rm)
|  |  | 909 | 01795
| PM_RPZ |  | PM - Preventative Maintenance - Backflow Preventer Testing | 1 | Year | 2016-06-01
068-RPZ-001 | Backflow Preventer (Irrigation -Basement Mech Room) |  |  | 068-00051.10
|  |  | RP4A | 359838
| PM_RPZ |  | PM - Preventative Maintenance - Backflow Preventer Testing | 1 | Year | 2016-10-03
068-RPZ-002 | Backflow Preventer (Heating HW/Cooling Tower Makeup - Basement Boiler Room) |  |  | 068-00051.00
|  |  | 009 | 43739
| PM_RPZ |  | PM - Preventative Maintenance - Backflow Preventer Testing | 1 | Year | 2016-10-03
071-RPZ-001 | Backflow Preventer (Boiler Makeup Water - Boiler Hse)
|  |  | 909 | 433075
| PM_RPZ |  | PM - Preventative Maintenance - Backflow Preventer Testing | 1 | Year | 2016-05-01
071-RPZ-002 | Backflow Preventer (Cooling - Basement Mech Rm) |  |  | 071-00033.00
|  |  | 909 | 345031
| PM_RPZ |  | PM - Preventative Maintenance - Backflow Preventer Testing | 1 | Year | 2016-05-01
071-RPZ-003 | Backflow Preventer (Cooling Unit - 2nd Flr Janitor's Closet)
|  |  | 009 | 339287
| PM_RPZ |  | PM - Preventative Maintenance - Backflow Preventer Testing | 1 | Year | 2016-05-01
071-RPZ-004 | Backflow Preventer (Cooling Tower - 10th Flr Service Elevator)
|  |  | 909 | 095131
| PM_RPZ |  | PM - Preventative Maintenance - Backflow Preventer Testing | 1 | Year | 2016-05-01
071-RPZ-005 | Backflow Preventer (HW Heating Makeup - 15th Flr Mech Rm)
|  |  | 909 | 638183
| PM_RPZ |  | PM - Preventative Maintenance - Backflow Preventer Testing | 1 | Year | 2016-05-01
078-RPZ-001 | Backflow Preventer (Concrete Vault, NW Crnr of Field)
|  |  | 375 | L63232
| PM_RPZ |  | PM - Preventative Maintenance - Backflow Preventer Testing | 1 | Year | 2015-12-01
079-RPZ-001 | Backflow Preventer (Concrete Vault, NW Crnr of Field)
|  |  | 957 | EJ2025
| PM_RPZ |  | PM - Preventative Maintenance - Backflow Preventer Testing | 1 | Year | 2015-12-01
079-RPZ-002 | Backflow Preventer (in Weather Box at Front Main Entrance)
|  |  | 909 | 206820
| PM_RPZ |  | PM - Preventative Maintenance - Backflow Preventer Testing | 1 | Year | 2015-12-01
080-RPZ-001 | Backflow Preventer (Outside Irrigation Water Box)
|  |  | 909 | 004089
| PM_RPZ |  | PM - Preventative Maintenance - Backflow Preventer Testing | 1 | Year | 2015-12-01
080-RPZ-002 | Backflow Preventer (Lawn Irrigation) LADDER REQUIRED |  |  | 080-BSMNT
|  |  | 909 | 449715
| PM_RPZ |  | PM - Preventative Maintenance - Backflow Preventer Testing | 1 | Year | 2015-12-01
080-RPZ-003 | Backflow Preventer (Makeup for HW Heat/Irrigation) |  |  | 080-BSMNT
|  |  | 909 | 455367
| PM_RPZ |  | PM - Preventative Maintenance - Backflow Preventer Testing | 1 | Year | 2015-12-01
080-RPZ-004 | Backflow Preventer (Pool Makeup Water) |  |  | 080-BSMNT
|  |  | 909 | 226076
| PM_RPZ |  | PM - Preventative Maintenance - Backflow Preventer Testing | 1 | Year | 2015-12-01
080-RPZ-005 | Backflow Preventer (Boiler Water Softener) |  |  | 080-00195.00
|  |  | 909 | 60641
| PM_RPZ |  | PM - Preventative Maintenance - Backflow Preventer Testing | 1 | Year | 2015-12-01
082-RPZ-001 | Backflow Preventer (Bldg Water Main - 1st Flr Pump Rm)
|  |  | 909 | 000314
| PM_RPZ |  | PM - Preventative Maintenance - Backflow Preventer Testing | 1 | Year | 2016-06-01
082-RPZ-002 | Backflow Preventer (Irrigation - 1st Flr Pump Rm)
|  |  | 909 | 006973
| PM_RPZ |  | PM - Preventative Maintenance - Backflow Preventer Testing | 1 | Year | 2016-06-01
082-RPZ-003 | HW Heating Make Up (Penthouse)
|  |  | 909 | 015855
| PM_RPZ |  | PM - Preventative Maintenance - Backflow Preventer Testing | 1 | Year | 2016-06-01
088-RPZ-001 | Vacuum Breaker (Lawn Irrigation/Hose Bibs - Office Mech Rm)
825Y
| PM_RPZ |  | PM - Preventative Maintenance - Backflow Preventer Testing | 1 | Year | 2016-05-01
088-RPZ-002 | Vacuum Breaker (Water Main)
|  |  | 975XL | 2088757
| PM_RPZ |  | PM - Preventative Maintenance - Backflow Preventer Testing | 1 | Year | 2016-05-01
088-RPZ-003 | Backflow Preventer (Bldg Containment - Office Mech/Storage Rm)
|  |  | 909 | 009797
| PM_RPZ |  | PM - Preventative Maintenance - Backflow Preventer Testing | 1 | Year | 2016-05-01
089-RPZ-001 | Backflow Preventer (DLAR Cage Washer - Basement Rm 239) |  |  | 089-00239.00
|  |  | 909 | 273459
| PM_RPZ |  | PM - Preventative Maintenance - Backflow Preventer Testing | 1 | Year | 2016-08-01
089-RPZ-002 | Backflow Preventer (DLAR Bottle/Cage Washer - Basement)
|  |  | 909 | 009048
| PM_RPZ |  | PM - Preventative Maintenance - Backflow Preventer Testing | 1 | Year | 2016-08-01
089-RPZ-003 | Backflow Preventer (Vacuum Pump - Basement Pump Rm) |  |  | 089-00154.00
|  |  | 909 | 446867
| PM_RPZ |  | PM - Preventative Maintenance - Backflow Preventer Testing | 1 | Year | 2016-08-01
089-RPZ-004 | Backflow Preventer (Lawn Irrigation - Basement Pump Rm) |  |  | 089-00154.00
|  |  | 909 | 280238
| PM_RPZ |  | PM - Preventative Maintenance - Backflow Preventer Testing | 1 | Year | 2016-08-01
089-RPZ-005 | Backflow Preventer (Fly Lab Autoclave - Basement)
|  |  | 909 | 00160
| PM_RPZ |  | PM - Preventative Maintenance - Backflow Preventer Testing | 1 | Year | 2016-08-01
089-RPZ-006 | Backflow Preventer (Cooler - 2nd Flr Hallway)
|  |  | 909 | 014665
| PM_RPZ |  | PM - Preventative Maintenance - Backflow Preventer Testing | 1 | Year | 2016-08-01
089-RPZ-007 | Backflow Preventer (Cooler - 2nd Flr Above Unit)
|  |  | 909 | 018927
| PM_RPZ |  | PM - Preventative Maintenance - Backflow Preventer Testing | 1 | Year | 2016-08-01
089-RPZ-008 | Backflow Preventer (Inside Door - Rm 3167) |  |  | 089-03167.00
|  |  | 909 | 367359
| PM_RPZ |  | PM - Preventative Maintenance - Backflow Preventer Testing | 1 | Year | 2016-08-01
089-RPZ-009 | Backflow Preventer (Cooler - 4th Flr Near Rm 4167-Over Cooler) |  |  | 089-04167.00
|  |  | 909 | 439023
| PM_RPZ |  | PM - Preventative Maintenance - Backflow Preventer Testing | 1 | Year | 2016-08-01
089-RPZ-010 | Backflow Preventer (4th Flr Halllway Near Rm 4130) |  |  | 089-04130.00
|  |  | 909 | 02848
| PM_RPZ |  | PM - Preventative Maintenance - Backflow Preventer Testing | 1 | Year | 2016-08-01
089-RPZ-011 | Backflow Preventer (Cooler Inside Door - Rm 5167) |  |  | 089-05167.00
|  |  | 909 | 265487
| PM_RPZ |  | PM - Preventative Maintenance - Backflow Preventer Testing | 1 | Year | 2016-08-01
089-RPZ-012 | Backflow Preventer (Cooling Tower Makeup - Penthouse) |  |  | 089-06149.00
|  |  | 909 | 434906
| PM_RPZ |  | PM - Preventative Maintenance - Backflow Preventer Testing | 1 | Year | 2016-08-01
089-RPZ-013 | Backflow Preventer (Boiler Feedwater Makeup - Penthouse) |  |  | 089-06135.00
|  |  | 909 | 000637
| PM_RPZ |  | PM - Preventative Maintenance - Backflow Preventer Testing | 1 | Year | 2016-08-01
089-RPZ-014 | Backflow Preventer (Autoclave - 3rd Flr Rm 3130) |  |  | 089-03130.00
|  |  | RPLF4A | 710638
| PM_RPZ |  | PM - Preventative Maintenance - Backflow Preventer Testing | 1 | Year | 2016-08-01
089-RPZ-015 | Backflow Preventer (Bottle Washer - 3rd Flr Rm 3130) |  |  | 089-03130.00
|  |  | RPLF4A | 721987
| PM_RPZ |  | PM - Preventative Maintenance - Backflow Preventer Testing | 1 | Year | 2016-08-01
089-RPZ-016 | Backflow Preventer (Bottle Washer - 5th Flr Rm 5132) |  |  | 089-5TH FLOOR
|  |  | RPLF4A | 721984
| PM_RPZ |  | PM - Preventative Maintenance - Backflow Preventer Testing | 1 | Year | 2016-08-01
089-RPZ-017 | Backflow Preventer (AutoClave - 5th Flr Rm 5132) |  |  | 089-5TH FLOOR
|  |  | RPLF4A | 670540
| PM_RPZ |  | PM - Preventative Maintenance - Backflow Preventer Testing | 1 | Year | 2016-08-01
090-RPZ-001 | Backflow Preventer (1st Flr Dyno Lab - Basement - Old Wing)
|  |  | 909 | 445521
| PM_RPZ |  | PM - Preventative Maintenance - Backflow Preventer Testing | 1 | Year | 2016-08-01
090-RPZ-002 | Backflow Preventer (1st Flr Dyno Lab - Basement - Old Wing)
|  |  | 909 | 00643
| PM_RPZ |  | PM - Preventative Maintenance - Backflow Preventer Testing | 1 | Year | 2016-08-01
090-RPZ-003 | Backflow Preventer (1st Flr Dyno Lab - Basement - Near NE Corner of Old Wing)
|  |  | 909 | 444128
| PM_RPZ |  | PM - Preventative Maintenance - Backflow Preventer Testing | 1 | Year | 2016-08-01
090-RPZ-004 | Backflow Preventer (Hydraulic Equipment - Basement Mech Rm 0310) |  |  | 090-00310.00
|  |  | 909 | 867859
| PM_RPZ |  | PM - Preventative Maintenance - Backflow Preventer Testing | 1 | Year | 2016-08-01
090-RPZ-005 | Backflow Preventer (Dyno Lab - 1st Flr Rm 1551)
|  |  | 909 | 431343
| PM_RPZ |  | PM - Preventative Maintenance - Backflow Preventer Testing | 1 | Year | 2016-08-01
090-RPZ-006 | Backflow Preventer (3rd Flr Laser Rm)
|  |  | 909 | 008161
| PM_RPZ |  | PM - Preventative Maintenance - Backflow Preventer Testing | 1 | Year | 2016-08-01
090-RPZ-007 | Backflow Preventer (HW Heating Makeup - Penthouse - Office Wing) |  |  | 090-04116.00
|  |  | FRP-11 | 122180
| PM_RPZ |  | PM - Preventative Maintenance - Backflow Preventer Testing | 1 | Year | 2016-08-01
090-RPZ-008 | Backflow Preventer (Chilled Water Makeup - Penthouse - Office Wing) |  |  | 090-04116.00
|  |  | 909 | 621884
| PM_RPZ |  | PM - Preventative Maintenance - Backflow Preventer Testing | 1 | Year | 2016-08-01
090-RPZ-009 | Backflow Preventer (RO System - Penthouse - Over 3rd Flr)
|  |  | 825Y | 240296
| PM_RPZ |  | PM - Preventative Maintenance - Backflow Preventer Testing | 1 | Year | 2016-08-01
090-RPZ-010 | Backflow Preventer (Cooling Tower - EDC Penthouse)
|  |  | 909 | 619180
| PM_RPZ |  | PM - Preventative Maintenance - Backflow Preventer Testing | 1 | Year | 2016-08-01
090-RPZ-011 | Backflow Preventer (Boiler Feedwater - Boiler Rm)
|  |  | 909 | 433080
| PM_RPZ |  | PM - Preventative Maintenance - Backflow Preventer Testing | 1 | Year | 2016-08-01
090-RPZ-012 | Backflow Preventer (Bldg Water Main - Basement - EDC Area - Rm 0520) |  |  | 090-00520.00
|  |  | 909 | 218200
| PM_RPZ |  | PM - Preventative Maintenance - Backflow Preventer Testing | 1 | Year | 2016-08-01
096-RPZ-001 | Backflow Preventer (HW Heating Makeup Water - Basement Mech Rm)
|  |  | 909 | 008233
| PM_RPZ |  | PM - Preventative Maintenance - Backflow Preventer Testing | 1 | Year | 2016-06-01
096-RPZ-002 | Backflow Preventer (Basement near air handling unit / humidifiers
|  |  | 825 | 120281
| PM_RPZ |  | PM - Preventative Maintenance - Backflow Preventer Testing | 1 | Year | 2016-06-01
096-RPZ-004 | Backflow Preventer (Irrigation - Basement Mech Rm)
|  |  | 909 | 003847
| PM_RPZ |  | PM - Preventative Maintenance - Backflow Preventer Testing | 1 | Year | 2016-06-01
096-RPZ-005 | Backflow Preventer (Chilled Water/CT Makeup - Penthouse Mech Rm) |  |  | 096-PENTHOUSE
|  |  | 825Y | 23841
| PM_RPZ |  | PM - Preventative Maintenance - Backflow Preventer Testing | 1 | Year | 2016-06-01
104-RPZ-001 | Backflow Preventer (1st Flr Security Closet)
| PM_RPZ |  | PM - Preventative Maintenance - Backflow Preventer Testing | 1 | Year | 2016-04-01
104-RPZ-002 | Backflow Preventer (Bldg Containment - 1st Flr Mech Rm)
| PM_RPZ |  | PM - Preventative Maintenance - Backflow Preventer Testing | 1 | Year | 2016-04-01
104-RPZ-003 | Backflow Preventer (Soap Dispenser - 1st Flr Janitor's Closet)
|  |  | 009 | 399261
| PM_RPZ |  | PM - Preventative Maintenance - Backflow Preventer Testing | 1 | Year | 2016-04-01
104-RPZ-004 | Backflow Preventer (Soap Dispenser - 1st Flr Janitor's Closet)
|  |  | 40204A2 | QR878
| PM_RPZ |  | PM - Preventative Maintenance - Backflow Preventer Testing | 1 | Year | 2016-04-01
115-RPZ-001 | Backflow Preventer (Bldg Main - 1st Flr Mech Rm)
| PM_RPZ |  | PM - Preventative Maintenance - Backflow Preventer Testing | 1 | Year | 2016-04-01
115-RPZ-002 | Backflow Preventer (Lawn Irrigation - 1st Flr Mech Rm)
|  |  | 40208A2 | NO 724
| PM_RPZ |  | PM - Preventative Maintenance - Backflow Preventer Testing | 1 | Year | 2016-04-01
115-RPZ-003 | Backflow Preventer (Soap Dispenser - 1st Flr Janitor's Closet)
|  |  | 009 | 397355
| PM_RPZ |  | PM - Preventative Maintenance - Backflow Preventer Testing | 1 | Year | 2016-04-01
115-RPZ-004 | Backflow Preventer (Trash Chute Washer - 1st Flr Storager Closet)
|  |  | 40204A2 | 04817
| PM_RPZ |  | PM - Preventative Maintenance - Backflow Preventer Testing | 1 | Year | 2016-04-01
115-RPZ-005 | Backflow Preventer (Hose - Trash Rm near Kitchen)
|  |  | 800MC | 544080
| PM_RPZ |  | PM - Preventative Maintenance - Backflow Preventer Testing | 1 | Year | 2016-04-01
115-RPZ-006 | Backflow Preventer (Washdown Hose - Kitchen by Receiving Door)
|  |  | 800MC | 543719
| PM_RPZ |  | PM - Preventative Maintenance - Backflow Preventer Testing | 1 | Year | 2016-04-01
115-RPZ-007 | Backflow Preventer (Hose - Dishwasher Area)
|  |  | 800MC | 544087
| PM_RPZ |  | PM - Preventative Maintenance - Backflow Preventer Testing | 1 | Year | 2016-04-01
127-RPZ-001 | Backflow Preventer (Hose Reel - Loading Dock)
|  |  | 008 | 46725
| PM_RPZ |  | PM - Preventative Maintenance - Backflow Preventer Testing | 1 | Year | 2016-04-01
127-RPZ-002 | Backflow Preventer (1St Flr Kitchen Hose Reel - near dishwasher)
|  |  | 008 | 23216
| PM_RPZ |  | PM - Preventative Maintenance - Backflow Preventer Testing | 1 | Year | 2016-04-01
127-RPZ-003 | Backflow Preventer (Htg HW Makeup - 1st Flr Mech Rm)
|  |  | 860 | 11041
| PM_RPZ |  | PM - Preventative Maintenance - Backflow Preventer Testing | 1 | Year | 2016-04-01
127-RPZ-004 | Backflow Preventer (Lawn Irrigation - 1st Flr Mech Rm)
|  |  | 909 | 001448
| PM_RPZ |  | PM - Preventative Maintenance - Backflow Preventer Testing | 1 | Year | 2016-04-01
127-RPZ-005 | Backflow Preventer (Trash Chute Equipment - Trash Rm)
|  |  | 860 | 16670
| PM_RPZ |  | PM - Preventative Maintenance - Backflow Preventer Testing | 1 | Year | 2016-04-01
127-RPZ-006 | Backflow Preventer (Cooling Tower Makeup - 11th Flr Hallway in Wall near Stairase)
|  |  | 860 | 03154
| PM_RPZ |  | PM - Preventative Maintenance - Backflow Preventer Testing | 1 | Year | 2016-04-01
130-RPZ-001 | Backflow Preventer (Lawn Irrigation - Mech Rm near Dock Area)
|  |  | 909 | 001595
| PM_RPZ |  | PM - Preventative Maintenance - Backflow Preventer Testing | 1 | Year | 2016-05-01
130-RPZ-002 | Backflow Preventer (Boiler Makeup Water & Plant Watering) |  |  | 130-01077.00
|  |  | 909 | 02916
| PM_RPZ |  | PM - Preventative Maintenance - Backflow Preventer Testing | 1 | Year | 2016-05-01
134-RPZ-001 | Backflow Preventer (HW Makeup - Penthouse Mech Rm)
|  |  | 4020742A2 | IS 931
| PM_RPZ |  | PM - Preventative Maintenance - Backflow Preventer Testing | 1 | Year | 2016-04-01
136-RPZ-001 | Backflow Preventer (Blr Feed Makeup Water - Basement Mech Rm) |  |  | 136-00010.00
|  |  | 909 | 001046
| PM_RPZ |  | PM - Preventative Maintenance - Backflow Preventer Testing | 1 | Year | 2016-04-01
140-RPZ-001 | Backflow Preventer (Cooling Tower Makeup) |  |  | 140-00403.00
|  |  | 909 | 53376
| PM_RPZ |  | PM - Preventative Maintenance - Backflow Preventer Testing | 1 | Year | 2015-12-01
140-RPZ-002 | Backflow Preventer (Heating Hot Wtr Makeup) |  |  | 140-00051.00
|  |  | 909 | 643606
| PM_RPZ |  | PM - Preventative Maintenance - Backflow Preventer Testing | 1 | Year | 2015-12-01
140-RPZ-003 | Backflow Preventer (Heating Hot Wtr Makeup) |  |  | 140-00051.00
|  |  | 909 | 604750
| PM_RPZ |  | PM - Preventative Maintenance - Backflow Preventer Testing | 1 | Year | 2015-12-01
141-RPZ-001 | Backflow Preventer (Boiler Feed Water - Bsmnt Boiler Room)
|  |  | 909 | 613767
| PM_RPZ |  | PM - Preventative Maintenance - Backflow Preventer Testing | 1 | Year | 2016-10-04
155-RPZ-001 | Backflow Preventer (Sprinkler Shut Off - Basement Rm) |  |  | 155-00005.00
|  |  | 909 | 207382
| PM_RPZ |  | PM - Preventative Maintenance - Backflow Preventer Testing | 1 | Year | 2016-08-01
155-RPZ-002 | Backflow Preventer (Irrigation - Basement Mech Rm) |  |  | 155-00001.00
|  |  | 009 | 210122
| PM_RPZ |  | PM - Preventative Maintenance - Backflow Preventer Testing | 1 | Year | 2016-08-01
155-RPZ-003 | Backflow Preventer (Steam Generator Makeup Water - Penthouse Mech Rm) |  |  | 155-00601.00
|  |  | 909 | 435382
| PM_RPZ |  | PM - Preventative Maintenance - Backflow Preventer Testing | 1 | Year | 2016-08-01
155-RPZ-004 | Backflow Preventer (Chiller Makeup Water - Penthouse Mech Rm) |  |  | 155-00601.00
|  |  | 909 | 019800
| PM_RPZ |  | PM - Preventative Maintenance - Backflow Preventer Testing | 1 | Year | 2016-08-01
155-RPZ-005 | Backflow Preventer (HW Heating Makeup Water - Penthouse Mech Rm) |  |  | 155-00601.00
|  |  | 909 | 001325
| PM_RPZ |  | PM - Preventative Maintenance - Backflow Preventer Testing | 1 | Year | 2016-08-01
155-RPZ-006 | Backflow Preventer (Boiler Feed Water - Penthouse Boiler Rm) |  |  | 155-00601.00
|  |  | 909 | 431741
| PM_RPZ |  | PM - Preventative Maintenance - Backflow Preventer Testing | 1 | Year | 2016-08-01
156-RPZ-001 | Backflow Preventer (Chilled Water Makeup - Basement) |  |  | 156-00020.00
|  |  | 909 | 559771
| PM_RPZ |  | PM - Preventative Maintenance - Backflow Preventer Testing | 1 | Year | 2016-10-03
156-RPZ-002 | Backflow Preventer (Boiler Makeup Water - Basement) |  |  | 156-00020.00
|  |  | 909 | 015029
| PM_RPZ |  | PM - Preventative Maintenance - Backflow Preventer Testing | 1 | Year | 2016-10-03
166-RPZ-001 | Backflow Preventer (Irrigation - Fire Pump Room) |  |  | 166-01074.00
|  |  | 909 | 04746
| PM_RPZ |  | PM - Preventative Maintenance - Backflow Preventer Testing | 1 | Year | 2016-10-03
166-RPZ-002 | Backflow Preventer (Heating HW Makeup - Fire Pump Room) |  |  | 166-01074.00
975XL
| PM_RPZ |  | PM - Preventative Maintenance - Backflow Preventer Testing | 1 | Year | 2016-10-03
166-RPZ-003 | Backflow Preventer (Boiler Water Makeup - Boiler Room) |  |  | 166-PENTHOUSE
|  |  | 909 | 000918
| PM_RPZ |  | PM - Preventative Maintenance - Backflow Preventer Testing | 1 | Year | 2016-10-03
167-RPZ-001 | Backflow Preventer (Heating HW Makeup - 1st Flr Mech Rm INSIDE Machine Shop) |  |  | 167-01012.00
|  |  | 909 | 515186
| PM_RPZ |  | PM - Preventative Maintenance - Backflow Preventer Testing | 1 | Year | 2016-10-03
193-RPZ-001 | Backflow Preventer (DA Water - 1st Flr Boiler Rm) |  |  | 193-00130.00
|  |  | 909 | 176429
| PM_RPZ |  | PM - Preventative Maintenance - Backflow Preventer Testing | 1 | Year | 2016-07-01
193-RPZ-002 | Backflow Preventer (Chilled water Make up Old chiller Room) |  |  | 193-00130.00
|  |  | 909 | 243931
| PM_RPZ |  | PM - Preventative Maintenance - Backflow Preventer Testing | 1 | Year | 2016-07-01
193-RPZ-003 | Backflow Preventer (HWH Makeup - 1st Flr) |  |  | 193-00130.00
|  |  | RP4A | 315104
| PM_RPZ |  | PM - Preventative Maintenance - Backflow Preventer Testing | 1 | Year | 2016-07-01
193-RPZ-004 | Backflow Preventer (Chilled Water Makeup - 1st Flr Mech Rm) |  |  | 193-00130.00
|  |  | 909 | 638310
| PM_RPZ |  | PM - Preventative Maintenance - Backflow Preventer Testing | 1 | Year | 2016-07-01
193-RPZ-005 | Backflow Preventer (Humidifier - 1st Flr Mech Rm) |  |  | 193-00130.00
|  |  | 009 | 29214
| PM_RPZ |  | PM - Preventative Maintenance - Backflow Preventer Testing | 1 | Year | 2016-07-01
203-RPZ-001 | Backflow Preventer (Boiler Makeup Water - Basement Boiler Rm)
|  |  | 909 | 02688
| PM_RPZ |  | PM - Preventative Maintenance - Backflow Preventer Testing | 1 | Year | 2016-07-01
211-RPZ-001 | Backflow Preventer (Bldg Water Main - Top - Basement Mech Rm 0024) |  |  | 211-BSMT
|  |  | 909 | 002406
| PM_RPZ |  | PM - Preventative Maintenance - Backflow Preventer Testing | 1 | Year | 2016-09-01
211-RPZ-002 | Backflow Preventer (Bldg Water Main - Bottom - Basement Mech Rm 0024) |  |  | 211-BSMT
|  |  | 909 | 002407
| PM_RPZ |  | PM - Preventative Maintenance - Backflow Preventer Testing | 1 | Year | 2016-09-01
211-RPZ-003 | Backflow Preventer (Lawn Irrigation - Basement Mech Rm 0024) |  |  | 211-BSMT
|  |  | 009 | 055531
| PM_RPZ |  | PM - Preventative Maintenance - Backflow Preventer Testing | 1 | Year | 2016-09-01
211-RPZ-004 | Backflow Preventer (High Purity Water - Basement Mech Rm 0011) |  |  | 211-BSMT
|  |  | 009 | 014407
| PM_RPZ |  | PM - Preventative Maintenance - Backflow Preventer Testing | 1 | Year | 2016-09-01
211-RPZ-005 | Backflow Preventer (Large Autoclave - Cold Water - Diffuser Access Ceiling in front of unit - Basement Rm 0140) |  |  | 211-BSMT
|  |  | 009 | 013587
| PM_RPZ |  | PM - Preventative Maintenance - Backflow Preventer Testing | 1 | Year | 2016-09-01
211-RPZ-006 | Backflow Preventer (Autoclave Cold Water - Above unit - Basement Rm 0140) |  |  | 211-BSMT
|  |  | 009 | 019955
| PM_RPZ |  | PM - Preventative Maintenance - Backflow Preventer Testing | 1 | Year | 2016-09-01
211-RPZ-007 | Backflow Preventer (Cage Washer PP-BE-9 - Hot Water - North Access Panel - Basement Rm 0142) |  |  | 211-BSMT
|  |  | 009 | 013591
| PM_RPZ |  | PM - Preventative Maintenance - Backflow Preventer Testing | 1 | Year | 2016-09-01
211-RPZ-008 | Backflow Preventer (Cage Washer PP-BE-9 - Cold Water - North Access Panel - Basement Rm 0142) |  |  | 211-BSMT
|  |  | 009 | 013585
| PM_RPZ |  | PM - Preventative Maintenance - Backflow Preventer Testing | 1 | Year | 2016-09-01
211-RPZ-009 | Backflow Preventer (Cage Washer PP-BE-10 - Hot Water - South Access Panel - Basement Rm 0142) |  |  | 211-BSMT
|  |  | 009 | 012731
| PM_RPZ |  | PM - Preventative Maintenance - Backflow Preventer Testing | 1 | Year | 2016-09-01
211-RPZ-010 | Backflow Preventer (Cage Washer PP-BE-10 - Cold Water - South Access Panel - Basement Rm 0142) |  |  | 211-BSMT
|  |  | 009 | 013586
| PM_RPZ |  | PM - Preventative Maintenance - Backflow Preventer Testing | 1 | Year | 2016-09-01
211-RPZ-011 | Backflow Preventer (Bottle Washer - Diffuser Access in Ceiling - Basement Rm 0142) |  |  | 211-BSMT
|  |  | 009 | 011968
| PM_RPZ |  | PM - Preventative Maintenance - Backflow Preventer Testing | 1 | Year | 2016-09-01
211-RPZ-012 | Backflow Preventer (Hose Reel - Basement Rm 0150) |  |  | 211-BSMT
|  |  | 975XL | W404703
| PM_RPZ |  | PM - Preventative Maintenance - Backflow Preventer Testing | 1 | Year | 2016-09-01
211-RPZ-013 | Backflow Preventer (Animal Quarters - Watering - Basement Rm 0152.2) |  |  | 211-BSMT
|  |  | 009 | 046246
| PM_RPZ |  | PM - Preventative Maintenance - Backflow Preventer Testing | 1 | Year | 2016-09-01
211-RPZ-014 | Backflow Preventer (Bottle Washer - Hot Water - Above Unit - 2nd Flr Rm 2032) |  |  | 211-2nd Flr
|  |  | 009 | 033591
| PM_RPZ |  | PM - Preventative Maintenance - Backflow Preventer Testing | 1 | Year | 2016-09-01
211-RPZ-015 | Backflow Preventer (Bottle Washer - Cold Water - Above Unit - 2nd Flr Rm 2032) |  |  | 211-2nd Flr
|  |  | 009 | 056368
| PM_RPZ |  | PM - Preventative Maintenance - Backflow Preventer Testing | 1 | Year | 2016-09-01
211-RPZ-016 | Backflow Preventer (Autoclave 'E' - Cold Water - Above Unit - 2nd Flr Rm 2032) |  |  | 211-2nd Flr
|  |  | 009 | 053974
| PM_RPZ |  | PM - Preventative Maintenance - Backflow Preventer Testing | 1 | Year | 2016-09-01
211-RPZ-017 | Backflow Preventer (Autoclave 'W' - Cold Water - Above Unit - 2nd Flr Rm 2032) |  |  | 211-2nd Flr
|  |  | 009 | 74555
| PM_RPZ |  | PM - Preventative Maintenance - Backflow Preventer Testing | 1 | Year | 2016-09-01
211-RPZ-018 | Backflow Preventer (Bottle Washer - Hot Water - Above Unit - 3rd Flr Rm 3032) |  |  | 211-3rd Flr
|  |  | 009 | 047269
| PM_RPZ |  | PM - Preventative Maintenance - Backflow Preventer Testing | 1 | Year | 2016-09-01
211-RPZ-019 | Backflow Preventer (Bottle Washer - Cold Water - Above Unit - 3rd Flr Rm 3032) |  |  | 211-3rd Flr
|  |  | 009 | 033200
| PM_RPZ |  | PM - Preventative Maintenance - Backflow Preventer Testing | 1 | Year | 2016-09-01
211-RPZ-020 | Backflow Preventer (Autoclave 'E' - Cold Water - Above Unit - 3rd Flr Rm 3032) |  |  | 211-3rd Flr
|  |  | 009 | 052157
| PM_RPZ |  | PM - Preventative Maintenance - Backflow Preventer Testing | 1 | Year | 2016-09-01
211-RPZ-021 | Backflow Preventer (Future Use - Penthouse Mech Rm) |  |  | 211-PENTHOUSE
|  |  | 009 | 031551
| PM_RPZ |  | PM - Preventative Maintenance - Backflow Preventer Testing | 1 | Year | 2016-09-01
211-RPZ-022 | Backflow Preventer (Boiler Feedwater - Penthouse Mech Rm) |  |  | 211-PENTHOUSE
|  |  | 009 | 013583
| PM_RPZ |  | PM - Preventative Maintenance - Backflow Preventer Testing | 1 | Year | 2016-09-01
211-RPZ-023 | Backflow Preventer (HW Heating Makeup Water - Penthouse Mech Rm) |  |  | 211-PENTHOUSE
|  |  | 009 | 032703
| PM_RPZ |  | PM - Preventative Maintenance - Backflow Preventer Testing | 1 | Year | 2016-09-01
211-RPZ-024 | Backflow Preventer (Chilled Water Makeup - Penthouse Mech Rm) |  |  | 211-PENTHOUSE
|  |  | 009 | 040723
| PM_RPZ |  | PM - Preventative Maintenance - Backflow Preventer Testing | 1 | Year | 2016-09-01
211-RPZ-025 | Backflow Preventer (Boiler Blowdown Cooling Water - Penthouse Mech Rm) |  |  | 211-PENTHOUSE
|  |  | 009 | 041473
| PM_RPZ |  | PM - Preventative Maintenance - Backflow Preventer Testing | 1 | Year | 2016-09-01
499-RPZ-001 | Backflow Preventer (Boiler Feedwater - Boiler Room)
|  |  | 909 | A26216
| PM_RPZ |  | PM - Preventative Maintenance - Backflow Preventer Testing | 1 | Year | 2016-10-03
499-RPZ-002 | Backflow Preventer (Chilled Water Makeup - Rm 10) |  |  | 499-00010.00
|  |  | 909 | 462790
| PM_RPZ |  | PM - Preventative Maintenance - Backflow Preventer Testing | 1 | Year | 2016-10-04
507-RPZ-001 | Backflow Preventer (Blr Feedwater - Outside Blr Rm)
|  |  | 909 | 885124
| PM_RPZ |  | PM - Preventative Maintenance - Backflow Preventer Testing | 1 | Year | 2016-04-01
507-RPZ-002 | Backflow Preventer (Chiller - 1st Flr Mech Rm)
SC 307
| PM_RPZ |  | PM - Preventative Maintenance - Backflow Preventer Testing | 1 | Year | 2016-04-01
507-RPZ-003 | Backflow Preventer (Cooling Tower Makeup - 12th Flr Mech Rm)
2101MSA
| PM_RPZ |  | PM - Preventative Maintenance - Backflow Preventer Testing | 1 | Year | 2016-04-01
527-RPZ-001 | Backflow Preventer (Building Containment - Basement)
|  |  | 975XL | 252937
| PM_RPZ |  | PM - Preventative Maintenance - Backflow Preventer Testing | 1 | Year | 2016-10-04
536-RPZ-001 | Vacuum Breaker (Hose Bibs - Ground Level Mech/Meter Rm)
|  |  | 909 | 16821
| PM_RPZ |  | PM - Preventative Maintenance - Backflow Preventer Testing | 1 | Year | 2016-05-01
603-RPZ-001 | Backflow Preventer (Process Chilled Wtr - Basement Mech Rm) |  |  | 603-00130.00
|  |  | 975XL | 1083343
| PM_RPZ |  | PM - Preventative Maintenance - Backflow Preventer Testing | 1 | Year | 2016-04-01
603-RPZ-002 | Backflow Preventer (Lawn Irrigation - Basement Pump Rm 470)
|  |  | 909 | 05076
| PM_RPZ |  | PM - Preventative Maintenance - Backflow Preventer Testing | 1 | Year | 2016-04-01
603-RPZ-003 | Backflow Preventer (Lab Equipment - Basement Pump Rm 470)
|  |  | 975XL | 1559236
| PM_RPZ |  | PM - Preventative Maintenance - Backflow Preventer Testing | 1 | Year | 2016-04-01
603-RPZ-004 | Backflow Preventer (Lab Equipment - Basement Pump Rm)
|  |  | 975XL | 1559202
| PM_RPZ |  | PM - Preventative Maintenance - Backflow Preventer Testing | 1 | Year | 2016-04-01
603-RPZ-005 | Backflow Preventer (Basement) |  |  | 603-00130.00
|  |  | 375 | 009941
| PM_RPZ |  | PM - Preventative Maintenance - Backflow Preventer Testing | 1 | Year | 2016-04-01
603-RPZ-006 | Backflow Preventer (Autoclave - 3rd Flr Rm 3250) |  |  | 603-03250.00
|  |  | 4020512 | RX353
| PM_RPZ |  | PM - Preventative Maintenance - Backflow Preventer Testing | 1 | Year | 2016-04-01
603-RPZ-007 | Backflow Preventer (Autoclave - 3rd Flr Rm 3450) |  |  | 603-03450.00
|  |  | 975XL | 1256052
| PM_RPZ |  | PM - Preventative Maintenance - Backflow Preventer Testing | 1 | Year | 2016-04-01
603-RPZ-008 | Backflow Preventer (3rd Flr Pipe Chase)
|  |  | 975XL | W017654
| PM_RPZ |  | PM - Preventative Maintenance - Backflow Preventer Testing | 1 | Year | 2016-04-01
603-RPZ-009 | Backflow Preventer (3rd Flr Pipe Chase)
|  |  | 909 | 007898
| PM_RPZ |  | PM - Preventative Maintenance - Backflow Preventer Testing | 1 | Year | 2016-04-01
603-RPZ-010 | Backflow Preventer (Autoclave - 4th Flr Rm 4254) |  |  | 603-04254.00
|  |  | 4030213 | 80593
| PM_RPZ |  | PM - Preventative Maintenance - Backflow Preventer Testing | 1 | Year | 2016-04-01
603-RPZ-011 | Backflow Preventer (Autoclave - 4th Flr Rm 4369)
|  |  | 975XL | W002231
| PM_RPZ |  | PM - Preventative Maintenance - Backflow Preventer Testing | 1 | Year | 2016-04-01
603-RPZ-012 | Backflow Preventer (Autoclave - 4th Flr Rm 4450) |  |  | 603-04450.00
|  |  | 975XL | W002257
| PM_RPZ |  | PM - Preventative Maintenance - Backflow Preventer Testing | 1 | Year | 2016-04-01
603-RPZ-013 | Backflow Preventer (BottleWasher - 4th Flr Rm 4461) |  |  | 603-04461.00
|  |  | 975XL | 1256064
| PM_RPZ |  | PM - Preventative Maintenance - Backflow Preventer Testing | 1 | Year | 2016-04-01
603-RPZ-014 | Backflow Preventer (BottleWasher - 4th Flr Rm 4461) |  |  | 603-04461.00
|  |  | 975XL | 1256079
| PM_RPZ |  | PM - Preventative Maintenance - Backflow Preventer Testing | 1 | Year | 2016-04-01
603-RPZ-015 | Backflow Preventer (Autoclave - 4th Flr Rm 4461) |  |  | 603-04461.00
|  |  | 909975XL | 649996
| PM_RPZ |  | PM - Preventative Maintenance - Backflow Preventer Testing | 1 | Year | 2016-04-01
603-RPZ-016 | Backflow Preventer (BottleWasher - 5th Flr Rm 5267)
|  |  | 975XL | 1517880
| PM_RPZ |  | PM - Preventative Maintenance - Backflow Preventer Testing | 1 | Year | 2016-04-01
603-RPZ-017 | Backflow Preventer (BottleWasher - 5th Flr Rm 5267)
|  |  | 975XL | 1517873
| PM_RPZ |  | PM - Preventative Maintenance - Backflow Preventer Testing | 1 | Year | 2016-04-01
603-RPZ-018 | Backflow Preventer (BottleWasher - 5th Flr Rm 5267)
|  |  | 975XL | 1461069
| PM_RPZ |  | PM - Preventative Maintenance - Backflow Preventer Testing | 1 | Year | 2016-04-01
603-RPZ-019 | Backflow Preventer (Autoclave - 5th Flr Rm 5463) |  |  | 603-05463.00
|  |  | 909 | 001337
| PM_RPZ |  | PM - Preventative Maintenance - Backflow Preventer Testing | 1 | Year | 2016-04-01
603-RPZ-020 | Backflow Preventer (BottleWasher - 5th Flr Rm 5540) |  |  | 603-05540.00
|  |  | 909 | 012790
| PM_RPZ |  | PM - Preventative Maintenance - Backflow Preventer Testing | 1 | Year | 2016-04-01
603-RPZ-021 | Backflow Preventer (BottleWasher - HW Feed - 5th Flr Rm 5540) |  |  | 603-05540.00
|  |  | 909 | 007941
| PM_RPZ |  | PM - Preventative Maintenance - Backflow Preventer Testing | 1 | Year | 2016-04-01
603-RPZ-022 | Backflow Preventer (Cage Washer - 5th Flr Rm 5540) |  |  | 603-05540.00
|  |  | 909 | 014831
| PM_RPZ |  | PM - Preventative Maintenance - Backflow Preventer Testing | 1 | Year | 2016-04-01
603-RPZ-023 | Backflow Preventer (Cage Washer - HW Feed - 5th Flr Rm 5540) |  |  | 603-05540.00
|  |  | 909 | 019275
| PM_RPZ |  | PM - Preventative Maintenance - Backflow Preventer Testing | 1 | Year | 2016-04-01
603-RPZ-024 | Backflow Preventer (Autoclave - 5th Flr Rm 5550) |  |  | 603-05550.00
|  |  | 875XL | 011985
| PM_RPZ |  | PM - Preventative Maintenance - Backflow Preventer Testing | 1 | Year | 2016-04-01
603-RPZ-025 | Backflow Preventer (Quick Connect near sink - Pipe Chase Serving Rm 5550)
|  |  | 975XL | 1452316
| PM_RPZ |  | PM - Preventative Maintenance - Backflow Preventer Testing | 1 | Year | 2016-04-01
603-RPZ-026 | Backflow Preventer (Animal Watering Valve - 5th Flr Pipe Chase)
|  |  | 975XL | 1008593
| PM_RPZ |  | PM - Preventative Maintenance - Backflow Preventer Testing | 1 | Year | 2016-04-01
603-RPZ-027 | Backflow Preventer (Cage Watering For Dogs - 5th Flr Pipe Chase)
|  |  | 975XL | W03971
| PM_RPZ |  | PM - Preventative Maintenance - Backflow Preventer Testing | 1 | Year | 2016-04-01
603-RPZ-028 | Backflow Preventer (Cage Watering For Mice/Rats - 5th Flr Pipe Chase)
|  |  | 009 | 62003
| PM_RPZ |  | PM - Preventative Maintenance - Backflow Preventer Testing | 1 | Year | 2016-04-01
603-RPZ-029 | Backflow Preventer (Non-Potable Water Loop - Penthse) |  |  | 603-PENTHOUSE
|  |  | 909 | 16111
| PM_RPZ |  | PM - Preventative Maintenance - Backflow Preventer Testing | 1 | Year | 2016-04-01
603-RPZ-030 | Backflow Preventer (Bldg Containment/Water Main - Basement Mech Rm) |  |  | 603-00130.00
|  |  | 909 | 18007
| PM_RPZ |  | PM - Preventative Maintenance - Backflow Preventer Testing | 1 | Year | 2016-04-01
608-RPZ-001 | Backflow Preventer (Chilled Wtr Makeup - Penthse Mech Rm) |  |  | 608-4TH FLR
|  |  | 909 | 019276
| PM_RPZ |  | PM - Preventative Maintenance - Backflow Preventer Testing | 1 | Year | 2016-04-01
608-RPZ-002 | Backflow Preventer (Hot Wtr Makeup - Penthse Mech Rm) |  |  | 608-4TH FLR
|  |  | 909 | 648555
| PM_RPZ |  | PM - Preventative Maintenance - Backflow Preventer Testing | 1 | Year | 2016-04-01
608-RPZ-003 | Backflow Preventer (Lawn Irrigation - Bsmnt Mech Rm) |  |  | 608-00087.01
|  |  | 909 | 463709
| PM_RPZ |  | PM - Preventative Maintenance - Backflow Preventer Testing | 1 | Year | 2016-04-01
608-RPZ-004 | Backflow Preventer (Bldg Containment - Basement Mech Rm)
|  |  | 350ADA (Dual Check Assembly) | V13740
| PM_RPZ |  | PM - Preventative Maintenance - Backflow Preventer Testing | 1 | Year | 2016-04-01
609-RPZ-001 | Backflow Preventer (HW Heating Makeup - Basement Mech Rm)
|  |  | 909 | 463832
| PM_RPZ |  | PM - Preventative Maintenance - Backflow Preventer Testing | 1 | Year | 2016-06-01
609-RPZ-002 | Backflow Preventer (RO System - Basement Mech Rm)
2727342
| PM_RPZ |  | PM - Preventative Maintenance - Backflow Preventer Testing | 1 | Year | 2016-06-01
609-RPZ-003 | Backflow Preventer (Chilled Water Makeup - Basement Mech Rm Ceiling)
|  |  | 909 | 488508
| PM_RPZ |  | PM - Preventative Maintenance - Backflow Preventer Testing | 1 | Year | 2016-06-01
609-RPZ-004 | Backflow Preventer (Basement Lab Water - Basement)
|  |  | 375A | X24474
| PM_RPZ |  | PM - Preventative Maintenance - Backflow Preventer Testing | 1 | Year | 2016-06-01
609-RPZ-005 | Backflow Preventer (1st Flr Mech Rm)
|  |  | 909 | 007655
| PM_RPZ |  | PM - Preventative Maintenance - Backflow Preventer Testing | 1 | Year | 2016-06-01
609-RPZ-006 | Backflow Preventer (DLAR Non Potable Loop - 2nd Flr Rm)
|  |  | 909 | 126222
| PM_RPZ |  | PM - Preventative Maintenance - Backflow Preventer Testing | 1 | Year | 2016-06-01
609-RPZ-007 | Backflow Preventer (Boiler Feedwater - Penthse Mech Rm) |  |  | 609-PENTHOUSE
|  |  | 909 | 001927
| PM_RPZ |  | PM - Preventative Maintenance - Backflow Preventer Testing | 1 | Year | 2016-06-01
609-RPZ-008 | Backflow Preventer (RO System - 3rd Flr Rm 337) |  |  | 609-00337.00
|  |  | 909 | 023972
| PM_RPZ |  | PM - Preventative Maintenance - Backflow Preventer Testing | 1 | Year | 2016-06-01
609-RPZ-009 | Backflow Preventer (Non Potable Water Loop - Mech Rm 370)
|  |  | 4020 8A2 | FO650
| PM_RPZ |  | PM - Preventative Maintenance - Backflow Preventer Testing | 1 | Year | 2016-06-01
609-RPZ-010 | Backflow Preventer (DLAR Fly Rm - Rm 206.1 Ceiling) |  |  | 609-00206.10
Y419
| PM_RPZ |  | PM - Preventative Maintenance - Backflow Preventer Testing | 1 | Year | 2016-06-01
611-RPZ-001 | Backflow Preventer (Bottle Washer) |  |  | 611-00014.00
|  |  | LF909 | 00936
| PM_RPZ |  | PM - Preventative Maintenance - Backflow Preventer Testing | 1 | Year | 2016-07-01
611-RPZ-002 | Backflow Preventer (Autoclave - Basement Rm 14) |  |  | 611-00014.00
|  |  | 909 | 248165
| PM_RPZ |  | PM - Preventative Maintenance - Backflow Preventer Testing | 1 | Year | 2016-07-01
611-RPZ-003 | Backflow Preventer (Bottle Washers - Basement Rm 14) |  |  | 611-00014.00
|  |  | 909 | 190624
| PM_RPZ |  | PM - Preventative Maintenance - Backflow Preventer Testing | 1 | Year | 2016-07-01
611-RPZ-004 | Backflow Preventer (Water Purifier - Basement Rm 14) |  |  | 611-00014.00
|  |  | 009 | 61994
| PM_RPZ |  | PM - Preventative Maintenance - Backflow Preventer Testing | 1 | Year | 2016-07-01
611-RPZ-005 | Backflow Preventer (Rm 128 Cooler- 1st Flr Pipe Chase) |  |  | 611-00187.02
|  |  | LF909 | 009189
| PM_RPZ |  | PM - Preventative Maintenance - Backflow Preventer Testing | 1 | Year | 2016-07-01
611-RPZ-006 | Backflow Preventer (Cage Washer, Autoclave & Bottle Washer - 4th Flr Rm 451) |  |  | 611-00451.00
|  |  | LF909 | 011140
| PM_RPZ |  | PM - Preventative Maintenance - Backflow Preventer Testing | 1 | Year | 2016-07-01
611-RPZ-007 | Backflow Preventer (Hallway Autoclave - 4th Flr)
|  |  | 009 | 13222
| PM_RPZ |  | PM - Preventative Maintenance - Backflow Preventer Testing | 1 | Year | 2016-07-01
611-RPZ-008 | Backflow Preventer (Condenser Water Makeup - Penthouse Mech Rm) |  |  | 611-00510.00
|  |  | 909 | 014581
| PM_RPZ |  | PM - Preventative Maintenance - Backflow Preventer Testing | 1 | Year | 2016-07-01
612-RPZ-001 | Backflow Preventer (Bldg Water Main - Basement Mech Rm 100) |  |  | 612-00100.00
|  |  | 375AST | 2615C
| PM_RPZ |  | PM - Preventative Maintenance - Backflow Preventer Testing | 1 | Year | 2016-03-01
612-RPZ-002 | Backflow Preventer (Bldg Water Main - Basement Mech Rm 100) |  |  | 612-00100.00
|  |  | 375AST | 2483C
| PM_RPZ |  | PM - Preventative Maintenance - Backflow Preventer Testing | 1 | Year | 2016-03-01
612-RPZ-003 | Backflow Preventer (Lawn Irrigation - Basement Mech Rm 100) |  |  | 612-00100.00
|  |  | 909 | 449694
| PM_RPZ |  | PM - Preventative Maintenance - Backflow Preventer Testing | 1 | Year | 2016-03-01
612-RPZ-004 | Backflow Preventer (Chilled Wtr Makeup - Basement Mech Rm 100) |  |  | 612-00100.00
|  |  | 376 | 53014
| PM_RPZ |  | PM - Preventative Maintenance - Backflow Preventer Testing | 1 | Year | 2016-03-01
612-RPZ-005 | Backflow Preventer (Detector Bypass - Chilled Wtr Makeup - Basement Mech Rm 100) |  |  | 612-00100.00
|  |  | 009 | 50809
| PM_RPZ |  | PM - Preventative Maintenance - Backflow Preventer Testing | 1 | Year | 2016-03-01
612-RPZ-006 | Backflow Preventer (Cooling Tower Makeup - Basement Mech Rm 100) |  |  | 612-00100.00
|  |  | 909 | 460818
| PM_RPZ |  | PM - Preventative Maintenance - Backflow Preventer Testing | 1 | Year | 2016-03-01
612-RPZ-007 | Backflow Preventer (Remote Chillers for Kitchen - Rm 0346) |  |  | 612-00346.00
|  |  | 909 | 007946
| PM_RPZ |  | PM - Preventative Maintenance - Backflow Preventer Testing | 1 | Year | 2016-03-01
612-RPZ-008 | Backflow Preventer (Pipe Chase - Rm 2126) |  |  | 612-02126.00
|  |  | 909 | 338697
| PM_RPZ |  | PM - Preventative Maintenance - Backflow Preventer Testing | 1 | Year | 2016-03-01
612-RPZ-009 | Backflow Preventer (Chilled Wtr Makeup - 3rd Flr Mech Rm 3320) |  |  | 612-03320.00
|  |  | 909 | 648025
| PM_RPZ |  | PM - Preventative Maintenance - Backflow Preventer Testing | 1 | Year | 2016-03-01
612-RPZ-010 | Backflow Preventer (Water Purifier - 4th Flr Rm 4126) |  |  | 612-04126.00
|  |  | 919 | 05167
| PM_RPZ |  | PM - Preventative Maintenance - Backflow Preventer Testing | 1 | Year | 2016-03-01
612-RPZ-011 | Backflow Preventer (Autoclave - Rm 7244) |  |  | 612-07244.00
|  |  | 909 | 011578
| PM_RPZ |  | PM - Preventative Maintenance - Backflow Preventer Testing | 1 | Year | 2016-03-01
612-RPZ-012 | Backflow Preventer (Lab Equipment - Rm 7341) |  |  | 612-07341.00
|  |  | 919 | 07550
| PM_RPZ |  | PM - Preventative Maintenance - Backflow Preventer Testing | 1 | Year | 2016-03-01
612-RPZ-013 | Backflow Preventer (Water Purifier - Rm 8344) |  |  | 612-08344.00
|  |  | 919 | 07212
| PM_RPZ |  | PM - Preventative Maintenance - Backflow Preventer Testing | 1 | Year | 2016-03-01
612-RPZ-014 | Backflow Preventer (Autoclave - Rm 9228) |  |  | 612-09228.00
|  |  | 909 | 438745
| PM_RPZ |  | PM - Preventative Maintenance - Backflow Preventer Testing | 1 | Year | 2016-03-01
612-RPZ-015 | Backflow Preventer (Htg HW Makeup - Penthouse Mech Rm) |  |  | 612-PH
|  |  | 909 | 008324
| PM_RPZ |  | PM - Preventative Maintenance - Backflow Preventer Testing | 1 | Year | 2016-03-01
612-RPZ-016 | Backflow Preventer (RO System - Penthouse Mech Rm) |  |  | 612-PH
|  |  | 009 | 80534
| PM_RPZ |  | PM - Preventative Maintenance - Backflow Preventer Testing | 1 | Year | 2016-03-01
620-RPZ-001 | Backflow Preventer (Water Softener - LL Mechanical Rm)
|  |  | 975XL | 14195
| PM_RPZ |  | PM - Preventative Maintenance - Backflow Preventer Testing | 1 | Year | 2016-07-01
629-PVB-002 | Vacuum Breaker (Basement Vacuum Pump Rm)
|  |  | PVB4A | 599112
| PM_RPZ |  | PM - Preventative Maintenance - Backflow Preventer Testing | 1 | Year | 2016-07-01
629-PVB-003 | Vacuum Breaker(Basement Vacuum pump Room) |  |  | 629-03145.00
|  |  | PVB4A | 599169
| PM_RPZ |  | PM - Preventative Maintenance - Backflow Preventer Testing | 1 | Year | 2016-07-01
629-RPZ-002 | Backflow Preventer (Sump Pit - Basement Mech Rm) |  |  | 629-00257.00
|  |  | 909 | 006469
| PM_RPZ |  | PM - Preventative Maintenance - Backflow Preventer Testing | 1 | Year | 2016-07-01
629-RPZ-003 | Backflow Preventer (Pump Rm - Basement Mech Rm 115)
|  |  | 909 | 174995
| PM_RPZ |  | PM - Preventative Maintenance - Backflow Preventer Testing | 1 | Year | 2016-07-01
629-RPZ-004 | Backflow Preventer Autoclave Basement Rm 217) |  |  | 629-00217.00
|  |  | 909 | 637665
| PM_RPZ |  | PM - Preventative Maintenance - Backflow Preventer Testing | 1 | Year | 2016-07-01
629-RPZ-005 | Backflow Preventer (Steam Washer - Basement Rm 225) |  |  | 629-00225.00
|  |  | 909 | 634147
| PM_RPZ |  | PM - Preventative Maintenance - Backflow Preventer Testing | 1 | Year | 2016-07-01
629-RPZ-006 | Backflow Preventer (Cage Washer - Basement Rm 225) |  |  | 629-00225.00
|  |  | 909 | 2169751
| PM_RPZ |  | PM - Preventative Maintenance - Backflow Preventer Testing | 1 | Year | 2016-07-01
629-RPZ-007 | Backflow Preventer (Autoclave - Basement Rm 305) |  |  | 629-00305.00
|  |  | 909 | 576331
| PM_RPZ |  | PM - Preventative Maintenance - Backflow Preventer Testing | 1 | Year | 2016-07-01
629-RPZ-008 | Backflow Preventer (Boiler Makeup - 1st Flr Boiler Rm)
|  |  | 909 | 235911
| PM_RPZ |  | PM - Preventative Maintenance - Backflow Preventer Testing | 1 | Year | 2016-07-01
629-RPZ-009 | Backflow Preventer (Autoclave - 1st Flr Rm 1232) |  |  | 629-01232.00
|  |  | 909 | 014757
| PM_RPZ |  | PM - Preventative Maintenance - Backflow Preventer Testing | 1 | Year | 2016-07-01
629-RPZ-010 | Backflow Preventer (Autoclave - 2nd Flr Rm 2230) |  |  | 629-02230.00
|  |  | RF909 | 015023
| PM_RPZ |  | PM - Preventative Maintenance - Backflow Preventer Testing | 1 | Year | 2016-07-01
629-RPZ-011 | Backflow Preventer (Autoclave - 3rd Flr Rm 3134) |  |  | 629-03134.00
|  |  | RF909 | 014972
| PM_RPZ |  | PM - Preventative Maintenance - Backflow Preventer Testing | 1 | Year | 2016-07-01
629-RPZ-012 | Backflow Preventer (RO System - Penthouse) |  |  | 629-03145.00
|  |  | 825Y | 08141
| PM_RPZ |  | PM - Preventative Maintenance - Backflow Preventer Testing | 1 | Year | 2016-07-01
629-RPZ-013 | Backflow Preventer (Cooling Tower Makeup - Penthouse) |  |  | 629-03145.00
|  |  | LF909 | 003857
| PM_RPZ |  | PM - Preventative Maintenance - Backflow Preventer Testing | 1 | Year | 2016-07-01
629-RPZ-015 | Backflow Preventer (Instrument Cleaner [Hot Wtr] - Basement Mech Rm 0110) |  |  | 629-00110.00
|  |  | 909 | 003630
| PM_RPZ |  | PM - Preventative Maintenance - Backflow Preventer Testing | 1 | Year | 2016-07-01
629-RPZ-016 | Backflow Preventer (Instrument Cleaner [Cold Wtr] - Basement Mech Rm 0110) |  |  | 629-00110.00
|  |  | 909 | 003628
| PM_RPZ |  | PM - Preventative Maintenance - Backflow Preventer Testing | 1 | Year | 2016-07-01
629-RPZ-017 | Backflow Preventer (Bottlewasher - Basement Mech Rm 0225) |  |  | 629-00225.00
|  |  | 909 | 647675
| PM_RPZ |  | PM - Preventative Maintenance - Backflow Preventer Testing | 1 | Year | 2016-07-01
629-RPZ-018 | Backflow Preventer (Irrigation - Basement Mech Rm) |  |  | 629-00257.00
|  |  | 909 | 446764
| PM_RPZ |  | PM - Preventative Maintenance - Backflow Preventer Testing | 1 | Year | 2016-07-01
629-RPZ-019 | Backflow Preventer (Chiller Makeup - Penthouse Mech Rm) |  |  | 629-03145.00
|  |  | 909 | 491433
| PM_RPZ |  | PM - Preventative Maintenance - Backflow Preventer Testing | 1 | Year | 2016-07-01
637-RPZ-001 | Backflow Preventer (Boiler Feedwater - 1st Flr Boiler Room)
|  |  | 909 | 431085
| PM_RPZ |  | PM - Preventative Maintenance - Backflow Preventer Testing | 1 | Year | 2016-10-04
637-RPZ-002 | Backflow Preventer (Heating HW Makeup - 3rd Flr Mech Rm)
|  |  | 009 | 176520
| PM_RPZ |  | PM - Preventative Maintenance - Backflow Preventer Testing | 1 | Year | 2016-10-04
637-RPZ-003 | Backflow Preventer (Cooling Tower Makeup - Penthouse Mech Rm)
|  |  | 909 | 3700758
| PM_RPZ |  | PM - Preventative Maintenance - Backflow Preventer Testing | 1 | Year | 2016-10-04
Total | [5 empty] | 305
Bldg Sub-Assembly List
025-EQP-ALL | Fitness Center Building Equipment |  |  |  |  | 0
026-EQP-ALL | Purdy Library Building Equipment |  |  |  |  | 0
026-FCU-ALL | Induction Units (Floors 1-4) |  |  |  |  | 0
027-EQP-ALL | Kresge Library Building Equipment |  |  |  |  | 0
046-EQP-ALL | Law Library Equipment (serves 053, 046 & 049) |  |  |  |  | 0
048-EQP-ALL | ALL Cohn Building Equipment |  |  |  |  | 0
049-EQP-ALL | Law School Building Equipment |  |  |  |  | 0
062-EQP-ALL | A/AB Equipment |  |  |  |  | 0
089-CAVB-ALL | Biological Sciences Building Constant Air Volume Boxes
089-EQP-ALL | Biological Sciences Building Equipment |  |  |  |  | 0
089-EQP-SYS1 | Special System #1: Cold Rooms |  |  |  |  | 0
089-EQP-SYS2 | Special System #1: Greenhouse HVAC |  |  |  |  | 0
089-VAV-ALL | Biological Sciences Building Constant Air Volume Boxes
090-EQP-ALL | ALL Engineering Building Equipment |  |  |  |  | 0
090-EQP-EDC | Engineering Building Equipment - EDC |  |  |  |  | 0
090-EQP-LAB | Engineering Building Equipment - Old Lab Wing |  |  |  |  | 0
090-EQP-OFF | Engineering Building Equipment - OFFICE WING |  |  |  |  | 0
150-EQP-ALL | General Lectures Building Equipment |  |  |  |  | 0
155-EQP-ALL | Alex Manoogian Hall Building Equipment |  |  |  |  | 0
166-EQP-ALL | Manufacturing Engineering Building Equipment |  |  |  |  | 0
167-EQP-ALL | Engineering Technology Equipment |  |  |  |  | 0
169-EQP-ALL | Bio Engineering Equipment |  |  |  |  | 0
629-EQP-ALL | Elliman Building Equipment |  |  |  |  | 0
629-EQP-SYS1 | Special System #1: Atrium Smoke Control System |  |  |  |  | 0
Total | [5 empty] | 24
Blowdown System
007-BDT-001 | Blowdown Tank |  |  | 007-00000.62 |  | 0
42336
038-BDT-001 | Blowdown Tank |  |  | 038-00425.00 |  | 0
42339
048-BDT-001 | Blowdown Tank |  |  | 048-00495.00 |  | 0
42337
064-BDT-001 | Blowdown Tank |  |  |  |  | 0
|  |  | F-010 | U-112G
067-BDT-001 | Blowdown Seperator |  |  | 067-00195.00 |  | 1
| Bell & Gossett |  | 18DF | 42314
080-BDT-001 | Blowdown Tank |  |  | 080-00195.00 |  | 0
090-BDT-001 | Blowdown Tank |  |  | 090-04195.00 |  | 0
42532
136-BLOW-001 | Continuous Blowdown System |  |  | 136-00010.00 |  | 0
136-BLOW-002 | Blowdown Separator |  |  | 136-00010.00 |  | 0
141-BDT-001 | Blowdown Tank |  |  |  |  | 0
U-98G
166-BDT-001 | Blowdown Tank |  |  | 166-03195.00 |  | 0
510-BDT-001 | Blowdown Tank |  |  | 510-00195.00 |  | 0
|  |  | 18DF | 42313
620-BDT-001 | Blowdown Tank |  |  | 620-BSMNT |  | 0
|  |  | F - 030 | U - 99G
629-BST-001 | Blowdown Separator |  |  | 629-01195.00 |  | 0
Total | [5 empty] | 14
Blower
039-BLOW-001* | Pipe Organ Blower |  |  | 039-00020.00 |  | 1
| Spencer Orgoblo |  |  | 29157
Total | [5 empty] | 1
Boiler
001-BSG-001 | Boiler #1- M417484 |  |  | 001-00495.00 |  | 1
| Cleaver Brooks |  | CB 700-250-150ST | OL-105564
| BOCC-HP |  | Boiler Inspection Preparation - High Pressure Boilers ~ Required Annually ~ | 1 | Year | 2016-06-01
001-BSG-002 | Boiler #2 - M417483 |  |  | 001-00495.00 |  | 1
| Cleaver Brooks |  | CB 700-250-150ST | OL-105565
| BOCC-HP |  | Boiler Inspection Preparation - High Pressure Boilers ~ Required Annually ~ | 1 | Year | 2016-06-01
003-BSG-001 | Heating Boiler 1 - M366199 |  |  | 003-00195.00 |  | 1
| Superior Boiler Works |  | MS8-4.7-1172 | 10640
| BOCC-LP |  | Boiler Inspection Preparation - Low Pressure Steam Boilers ~ Required Every 2 Yrs ~ | 2 | Year | 2015-06-01
003-BSG-002 | Heating Boiler 2 - M366200 |  |  | 003-00195.00 |  | 1
| Superior Boiler Works |  | MS8-4.7-1172 | 10641
| BOCC-LP |  | Boiler Inspection Preparation - Low Pressure Steam Boilers ~ Required Every 2 Yrs ~ | 2 | Year | 2015-06-01
007-BSG-001 | Boiler #1 - M418050 |  |  | 007-00000.62 |  | 1
| Cleaver Brooks |  | CBLE 700-250-150ST | OL-105575
| BOCC-HP |  | Boiler Inspection Preparation - High Pressure Boilers ~ Required Annually ~ | 1 | Year | 2016-06-01
007-BSG-002 | Boiler #2 - M418049 |  |  | 007-00000.62 |  | 1
| Cleaver Brooks |  | CBLE 700-250-150ST | OL-105576
| BOCC-HP |  | Boiler Inspection Preparation - High Pressure Boilers ~ Required Annually ~ | 1 | Year | 2016-06-01
007-BSG-003 | Boiler #3 - M418048 |  |  | 007-00000.62 |  | 1
| Cleaver Brooks |  | CBLE 700-250-150ST | OL-105577
| BOCC-HP |  | Boiler Inspection Preparation - High Pressure Boilers ~ Required Annually ~ | 1 | Year | 2016-06-01
007-BSG-004 | Boiler #4 - M419864 |  |  | 007-00000.62 |  | 1
| Cleaver Brooks |  | CBLE 700-250-150ST | OL-105915
| BOCC-HP |  | Boiler Inspection Preparation - High Pressure Boilers ~ Required Annually ~ | 1 | Year | 2016-06-01
016-BSG-001 | Boiler #1 - M418044M |  |  | 016-00024.00 |  | 1
| Cleaver Brooks |  | CBLE 700-200-150 | OL-105568
| BOCC-HP |  | Boiler Inspection Preparation - High Pressure Boilers ~ Required Annually ~ | 1 | Year | 2016-06-01
016-BSG-002 | Boiler #2 - M418043M |  |  | 016-00024.00 |  | 1
| Cleaver Brooks |  | CBLE 700-200-150 | OL-105569
| BOCC-HP |  | Boiler Inspection Preparation - High Pressure Boilers ~ Required Annually ~ | 1 | Year | 2016-06-01
017-BSG-001 | Hot Water Boiler - M366188 |  |  | 017-BASEMENT |  | 1
Burnham
| BOCC-HW |  | Boiler Inspection Preparation - Hot Water Boilers ~ Required Every 3 Yrs ~ | 3 | Year
026-BSG-001 | Boiler #1 - M418041M |  |  |  |  | 1
| Cleaver Brooks |  | CB 700-150-150 | OL105557
| BOCC-HP |  | Boiler Inspection Preparation - High Pressure Boilers ~ Required Annually ~ | 1 | Year | 2016-06-01
026-BSG-002 | Boiler #2 - M418042M |  |  |  |  | 1
| Cleaver Brooks |  | CB 700-150-150 | OL105558
| BOCC-HP |  | Boiler Inspection Preparation - High Pressure Boilers ~ Required Annually ~ | 1 | Year | 2016-06-01
028-BSG-001 | Hot Water Boiler (For Annex) - M366187M |  |  | 028-BASEMENT |  | 1
Bryan
| BOCC-HW |  | Boiler Inspection Preparation - Hot Water Boilers ~ Required Every 3 Yrs ~ | 3 | Year | 2015-06-01
036-BSG-001 | Boiler #1 - M417498 |  |  |  |  | 1
| Lochinvar |  | PBN2000-M14 | 7195105
| BOCC-HW |  | Boiler Inspection Preparation - Hot Water Boilers ~ Required Every 3 Yrs ~ | 3 | Year
036-BSG-002 | Boiler #2 - M417497 |  |  |  |  | 1
| Lochinvar |  | PBN2000-M14 | 7194649
| BOCC-HW |  | Boiler Inspection Preparation - Hot Water Boilers ~ Required Every 3 Yrs ~ | 3 | Year
038-BSG-001 | Boiler #1 - M418040 |  |  | 038-00425.00 |  | 1
| Cleaver Brooks |  | CBLE-700-150-150 | OL-105584
| BOCC-HP |  | Boiler Inspection Preparation - High Pressure Boilers ~ Required Annually ~ | 1 | Year | 2016-06-01
038-BSG-002 | Boiler #2 - M418039 |  |  | 038-00425.00 |  | 1
| Cleaver Brooks |  | CBLE-700-150-150 | OL-105585
| BOCC-HP |  | Boiler Inspection Preparation - High Pressure Boilers ~ Required Annually ~ | 1 | Year | 2016-06-01
048-BSG-001 | Boiler #1 - M418100 |  |  | 048-00495.00 |  | 1
| Cleaver Brooks |  | CBLE 700-200-150 | OL-105580
| BOCC-HP |  | Boiler Inspection Preparation - High Pressure Boilers ~ Required Annually ~ | 1 | Year | 2016-06-01
048-BSG-002 | Boiler #2 - M418101 |  |  | 048-00495.00 |  | 1
| Cleaver Brooks |  | CBLE 700-200-150 | OL-105581
| BOCC-HP |  | Boiler Inspection Preparation - High Pressure Boilers ~ Required Annually ~ | 1 | Year | 2016-06-01
050-BSG-001 | Boiler #1 - M417499 |  |  | 050-00595.00 |  | 1
| Cleaver Brooks |  | CB 700-40-125HW | OL105546
| BOCC-HW |  | Boiler Inspection Preparation - Hot Water Boilers ~ Required Every 3 Yrs ~ | 3 | Year | 2016-06-01
050-BSG-002 | Boiler #2 - M417500 |  |  | 050-00595.00 |  | 1
| Cleaver Brooks |  | CB 700-40-125HW | OL105547
| BOCC-HW |  | Boiler Inspection Preparation - Hot Water Boilers ~ Required Every 3 Yrs ~ | 3 | Year | 2016-06-01
050-BSG-003 | Boiler #3 - M417501 |  |  | 050-00595.00 |  | 1
| Cleaver Brooks |  | CB 700-40-125HW | OL105548
| BOCC-HW |  | Boiler Inspection Preparation - Hot Water Boilers ~ Required Every 3 Yrs ~ | 3 | Year | 2016-06-01
060-BSG-001 | Boiler #1 - M412470M |  |  | 060-305 |  | 1
| Cleaver Brooks |  | CB-700-080-015 | OL105535
| BOCC-LP |  | Boiler Inspection Preparation - Low Pressure Steam Boilers ~ Required Every 2 Yrs ~ | 2 | Year | 2016-06-01
060-BSG-002 | Boiler #2 - M416575M |  |  | 060-305 |  | 1
| Cleaver Brooks |  | CB-700-080-015 | OL105534
| BOCC-LP |  | Boiler Inspection Preparation - Low Pressure Steam Boilers ~ Required Every 2 Yrs ~ | 2 | Year | 2016-06-01
062-BSG-001 | Boiler 1 - M374407 |  |  | 062-01414.00 |  | 1
| Lochinvar |  | CHN2070 | C955035
| BOCC-HW |  | Boiler Inspection Preparation - Hot Water Boilers ~ Required Every 3 Yrs ~ | 3 | Year
062-BSG-001 | Boiler 1 - M374407 |  |  | 062-01414.00 |  | 1
| Lochinvar |  | CHN2070 | C955035
| W831204 |  | PM - Boiler, Hydronic/Hot Water, greater than 1000 MBH | 1 | Year | 2016-08-05
062-BSG-002 | Boiler 2 - M374408 |  |  | 062-01414.00 |  | 1
| Lochinvar |  | CHN2070 | C955037
| W831204 |  | PM - Boiler, Hydronic/Hot Water, greater than 1000 MBH | 1 | Year | 2016-08-05
062-BSG-002 | Boiler 2 - M374408 |  |  | 062-01414.00 |  | 1
| Lochinvar |  | CHN2070 | C955037
| BOCC-HW |  | Boiler Inspection Preparation - Hot Water Boilers ~ Required Every 3 Yrs ~ | 3 | Year
062-BSG-003 | Boiler 3 - M374409 |  |  | 062-01414.00 |  | 1
| Lochinvar |  | CHN2070 | C955036
| BOCC-HW |  | Boiler Inspection Preparation - Hot Water Boilers ~ Required Every 3 Yrs ~ | 3 | Year
062-BSG-003 | Boiler 3 - M374409 |  |  | 062-01414.00 |  | 1
| Lochinvar |  | CHN2070 | C955036
| W831204 |  | PM - Boiler, Hydronic/Hot Water, greater than 1000 MBH | 1 | Year | 2016-08-05
064-BSG-001 | Boiler #1 - M418010 |  |  |  |  | 1
| Fulton |  | ICS-10 | 103917
| BOCC-LP |  | Boiler Inspection Preparation - Low Pressure Steam Boilers ~ Required Every 2 Yrs ~ | 2 | Year | 2015-06-01
064-BSG-002 | Boiler #2 - M418011 |  |  |  |  | 1
| Fulton |  | ICS-10 | 103918
| BOCC-LP |  | Boiler Inspection Preparation - Low Pressure Steam Boilers ~ Required Every 2 Yrs ~ | 2 | Year | 2015-06-01
067-BSG-001 | Boiler #1 - M417466M |  |  | 067-00195.00 |  | 1
| Cleaver Brooks |  | CBLE 700-100-150 ST | OL-105572
| BOCC-HP |  | Boiler Inspection Preparation - High Pressure Boilers ~ Required Annually ~ | 1 | Year | 2016-06-01
067-BSG-002 | Boiler #2 - M417465M |  |  | 067-00195.00 |  | 1
| Cleaver Brooks |  | CBLE 700-100-150 ST | OL-105571
| BOCC-HP |  | Boiler Inspection Preparation - High Pressure Boilers ~ Required Annually ~ | 1 | Year | 2016-06-01
068-BSG-001 | Boiler #1 - M417404 |  |  | 068-00051.40 |  | 1
| Fulton |  | PHW 500 | 103404
| BOCC-HW |  | Boiler Inspection Preparation - Hot Water Boilers ~ Required Every 3 Yrs ~ | 3 | Year | 2015-06-01
070-BSG-001* | Steam Boiler (5psi) - M421670M |  |  | 070-BASEMENT |  | 1
| Weil-McLain |  |  | CP1749836
| BOCC-LP |  | Boiler Inspection Preparation - Low Pressure Steam Boilers ~ Required Every 2 Yrs ~ | 2 | Year | 2015-06-01
071-BSG-001 | Boiler #1 - M417490M |  |  | 071-00114.00 |  | 1
| Cleaver Brooks |  | CBLE 700-150-015 STEAM | OL-105563
| BOCC-LP |  | Boiler Inspection Preparation - Low Pressure Steam Boilers ~ Required Every 2 Yrs ~ | 2 | Year | 2015-06-01
071-BSG-002 | Boiler #2 - M417491M |  |  | 071-00114.00 |  | 1
| Cleaver Brooks |  | CBLE 700-150-015 STEAM | OL-105562
| BOCC-LP |  | Boiler Inspection Preparation - Low Pressure Steam Boilers ~ Required Every 2 Yrs ~ | 2 | Year | 2015-06-01
078-BSG-001 | Domestic Hot Water Boiler - |  |  |  |  | 1
|  |  | LC211750 | 206151K
| BOCC-HW |  | Boiler Inspection Preparation - Hot Water Boilers ~ Required Every 3 Yrs ~ | 3 | Year | 2015-06-01
080-BSG-001 | Boiler #1 - M416574 |  |  | 080-00195.00 |  | 1
| Cleaver Brooks |  | CB-700-100-015ST | OL105540
| BOCC-LP |  | Boiler Inspection Preparation - Low Pressure Steam Boilers ~ Required Every 2 Yrs ~ | 2 | Year | 2016-06-01
080-BSG-002 | Boiler # 2 - M416573 |  |  | 080-00195.00 |  | 1
| Cleaver Brooks |  | CB-700-100-015ST | OL105539
| BOCC-LP |  | Boiler Inspection Preparation - Low Pressure Steam Boilers ~ Required Every 2 Yrs ~ | 2 | Year | 2016-06-01
082-BSG-001 | Hot Water Boiler 1 - M415621M |  |  | 082-00502.00 |  | 1
| Ray Pak |  | H9-1807 | 0203192584
| BOCC-HW |  | Boiler Inspection Preparation - Hot Water Boilers ~ Required Every 3 Yrs ~ | 3 | Year
082-BSG-002 | Hot Water Boiler 2 - M405622M |  |  | 082-00502.00 |  | 1
| Ray Pak |  | H9-1802 | 0203192583
| BOCC-HW |  | Boiler Inspection Preparation - Hot Water Boilers ~ Required Every 3 Yrs ~ | 3 | Year
082-BSG-003 | Hot Water Boiler 3 - M405623M |  |  | 082-00502.00 |  | 1
| Ray Pak |  | H9-1802 | 0203192585
| BOCC-HW |  | Boiler Inspection Preparation - Hot Water Boilers ~ Required Every 3 Yrs ~ | 3 | Year
085-BSG-001 | Hot Water Heating Boiler 1 - M421669M |  |  |  |  | 1
| Lochinvar |  | CHN1260 | F02H00141983
| BOCC-HW |  | Boiler Inspection Preparation - Hot Water Boilers ~ Required Every 3 Yrs ~ | 2 | Year | 2015-06-01
085-BSG-002 | Hot Water Heating Boiler 2 - M421668M |  |  |  |  | 1
| Lochinvar |  | CHN1260 | F02H00141984
| BOCC-HW |  | Boiler Inspection Preparation - Hot Water Boilers ~ Required Every 3 Yrs ~ | 2 | Year | 2015-06-01
089-BSG-002 | Heating Boiler 2 (Right) - M366198 |  |  | 089-06135.00 |  | 1
| Kewanee |  | L35W-600-G | 95002
| BSGINSP |  | State Boiler Inspection | 1 | Year | 2016-08-27
089-BSG-002 | Heating Boiler 2 (Right) - M366198 |  |  | 089-06135.00 |  | 1
| Kewanee |  | L35W-600-G | 95002
| BOCC-HW |  | Boiler Inspection Preparation - Hot Water Boilers ~ Required Every 3 Yrs ~ | 3 | Year
089-BSG-003 | Process Steam Boiler 3 - M366195 |  |  | 089-06135.00 |  | 1
| Kewanee |  | H-3S-150G | 10208
089-BSG-HW1 | Domestic Hot Water Heater 1 |  |  | 089-06135.00 |  | 1
| Lochinvar |  | CWN-170 | E907043
| W839101 |  | PM - Domestic Water Heater, Gas | 6 | Month | 2016-08-16
090-BSG-001 | Boiler #1 - M417494 |  |  | 090-04195.00 |  | 1
| Cleaver Brooks |  | CBLE-700-150-150 | OL105549
| BOCC-HP |  | Boiler Inspection Preparation - High Pressure Boilers ~ Required Annually ~ | 1 | Year | 2016-06-01
090-BSG-002 | Boiler #2 - M417493 |  |  | 090-04195.00 |  | 1
| Cleaver Brooks |  | CBLE-700-150-150 | OL105551
| BOCC-HP |  | Boiler Inspection Preparation - High Pressure Boilers ~ Required Annually ~ | 1 | Year | 2016-06-01
090-BSG-003 | Boiler #3 - M417492 |  |  | 090-04195.00 |  | 1
| Cleaver Brooks |  | CBLE-700-150-150 | OL105550
| BOCC-HP |  | Boiler Inspection Preparation - High Pressure Boilers ~ Required Annually ~ | 1 | Year | 2016-06-01
090-BSG-004 | Boiler #4 -M419868 |  |  | 090-04195.00 |  | 1
| Cleaver Brooks |  | CBLE-700-150-150 | OL106691
| BOCC-HP |  | Boiler Inspection Preparation - High Pressure Boilers ~ Required Annually ~ | 1 | Year | 2016-06-01
104-DWB-001 | Domestic Water Boiler 1 - M421664M |  |  | 104-00145.00 |  | 1
| Lochinvar |  | CWN0985PM | K02H00148964
104-DWB-002 | Domestic Water Boiler 2 - M421663M |  |  | 104-00145.00 |  | 1
| Lochinvar |  | CWN0985PM | K02H00148963
115-BSG-001 | Hot Water Boiler 1 (509) - M421673 |  |  | 115-00124.00 |  | 1
| Lochinvar |  | CBN1255-PW | J013773
| BOCC-HW |  | Boiler Inspection Preparation - Hot Water Boilers ~ Required Every 3 Yrs ~ | 3 | Year
115-BSG-002 | Hot Water Boiler 2 (510) - M421674 |  |  | 115-00124.00 |  | 1
| Lochinvar |  | CBN1255 | J015043
| BOCC-HW |  | Boiler Inspection Preparation - Hot Water Boilers ~ Required Every 3 Yrs ~ | 3 | Year
115-DWB-003 | Domestic Hot Water Boiler 1 (511) - M421671M |  |  | 115-00124.00 |  | 1
| Lochinvar |  | CWN1255PM | B025869
| WBG100 |  | PB - B&G Series 100 Pump | 6 | Month | 2016-09-01
115-DWB-004 | Domestic Hot Water Boiler 2 (512) - M421672M |  |  | 115-00124.00 |  | 1
| Lochinvar |  | CWN1255PM | B025870
| WBG100 |  | PB - B&G Series 100 Pump | 6 | Month | 2016-09-01
127-BSG-001 | Hot Water Heating Boiler 1 (505) - M409678 |  |  | 127-00158.00 |  | 1
| Lochinvar |  | CHN2071 | I04H00168395
127-BSG-002 | Hot Water Heating Boiler 2 (506) - M409679M |  |  | 127-00158.00 |  | 1
| Lochinvar |  | CHN2071 | I04H00168396
127-DWB-003 | Domestic Hot Water Boiler 1 (507) - M411317M |  |  | 127-00158.00 |  | 1
| Lochinvar |  | CWN2066PM | H04H00167643
127-DWB-004 | Domestic Hot Water Boiler 2 (508) - M411318M |  |  | 127-00158.00 |  | 1
| Lochinvar |  | CWN2066PM | H04H00167644
130-BSG-001 | Boiler 1, Hot Water Heating, Gas - M366189 |  |  | 130-01077.10 |  | 1
| Bryan |  | CL-150W-FDG | 66356
| BOCC-HW |  | Boiler Inspection Preparation - Hot Water Boilers ~ Required Every 3 Yrs ~ | 3 | Year | 2016-06-01
130-BSG-002 | Boiler 2, Hot Water Heating, Gas - M366190 |  |  | 130-01077.10 |  | 1
| Bryan |  | CL-150W-FDG | 66357
| BOCC-HW |  | Boiler Inspection Preparation - Hot Water Boilers ~ Required Every 3 Yrs ~ | 3 | Year | 2016-06-01
136-BSG-001 | Boiler, Natural Gas, A - M411332M |  |  | 136-00010.00 |  | 1
| Cleaver-Brooks |  | CB1700300150 | 0L104184
| BOCC-HP |  | Boiler Inspection Preparation - High Pressure Boilers ~ Required Annually ~ | 1 | Year | 2016-06-01
136-BSG-002 | Boiler, Natural Gas, B - M411333M |  |  | 136-00010.00 |  | 1
| Cleaver-Brooks |  | CB1700300150 | 0L104185
| BOCC-HP |  | Boiler Inspection Preparation - High Pressure Boilers ~ Required Annually ~ | 1 | Year | 2016-06-01
136-BSG-003 | Boiler, Natural Gas, C - M411334M |  |  | 136-00010.00 |  | 1
| Cleaver-Brooks |  | CB1700300150 | 0L104182
| BOCC-HP |  | Boiler Inspection Preparation - High Pressure Boilers ~ Required Annually ~ | 1 | Year | 2016-06-01
136-BSG-004 | Boiler, Natural Gas, D - M411335M |  |  | 136-00010.00 |  | 1
| Cleaver-Brooks |  | CB1700300150 | 0L104183
| BOCC-HP |  | Boiler Inspection Preparation - High Pressure Boilers ~ Required Annually ~ | 1 | Year | 2016-06-01
140-BSG-001 | Boiler 1, Hot Water Heating, Gas - M417477 |  |  | 140-00051.00 |  | 1
| Lochinvar |  | PNB2000-M14 | 7195097
| BOCC-HW |  | Boiler Inspection Preparation - Hot Water Boilers ~ Required Every 3 Yrs ~ | 3 | Year | 2016-06-01
140-BSG-002 | Boiler 2, Hot Water Heating, Gas - M417478 |  |  | 140-00051.00 |  | 1
| Lochinvar |  | PBN2000-M14 | 7194650
| BOCC-HW |  | Boiler Inspection Preparation - Hot Water Boilers ~ Required Every 3 Yrs ~ | 3 | Year | 2016-06-01
140-BSG-003 | Boiler 3, Hot Water Heating, Gas - M417479 |  |  | 140-00051.00 |  | 1
| Lochinvar |  | PNB2000-M14 | 7195087
| BOCC-HW |  | Boiler Inspection Preparation - Hot Water Boilers ~ Required Every 3 Yrs ~ | 3 | Year | 2016-06-01
140-BSG-004 | Boiler 4, Hot Water Heating, Gas - M417480 |  |  | 140-00051.00 |  | 1
| Lochinvar |  | PNB2000-M14 | 7195086
| BOCC-HW |  | Boiler Inspection Preparation - Hot Water Boilers ~ Required Every 3 Yrs ~ | 3 | Year | 2016-06-01
140-HWB-001 | Hot Water Boiler - M418499M |  |  | 140-00051.00 |  | 1
|  |  | PNCV0500NACK2BJN | C07181434
| BOCC-HW |  | Boiler Inspection Preparation - Hot Water Boilers ~ Required Every 3 Yrs ~ | 3 | Year | 2016-06-01
141-BSG-001 | Boiler #1 - M418012 |  |  |  |  | 1
| Fulton |  | ICS-030-A | 103902
| BOCC-LP |  | Boiler Inspection Preparation - Low Pressure Steam Boilers ~ Required Every 2 Yrs ~ | 2 | Year | 2016-06-01
155-BSG-001 | Boiler #1 - M417487 |  |  | 155-00604.00 |  | 1
| Cleaver Brooks |  | CBLE 700-200-150Steam | OL105553
| BOCC-HP |  | Boiler Inspection Preparation - High Pressure Boilers ~ Required Annually ~ | 1 | Year | 2016-06-01
155-BSG-002 | Boiler #2 - M417488 |  |  | 155-00604.00 |  | 1
| Cleaver Brooks |  | CBLE 700-200-150Steam | OL105552
| BOCC-HP |  | Boiler Inspection Preparation - High Pressure Boilers ~ Required Annually ~ | 1 | Year | 2016-06-01
156-BSG-001 | Hot Water Boiler 1 - M374404 |  |  | 156-BASEMENT |  | 1
| Bryant |  | 7PW | 0780V00037
| BOCC-HW |  | Boiler Inspection Preparation - Hot Water Boilers ~ Required Every 3 Yrs ~ | 3 | Year
156-BSG-002 | Hot Water Boiler 2 - M374405 |  |  | 156-BASEMENT |  | 1
| Bryant |  | 243C-7PW | 3980V00197
| BOCC-HW |  | Boiler Inspection Preparation - Hot Water Boilers ~ Required Every 3 Yrs ~ | 3 | Year
156-BSG-003 | Boiler 3 - M374403 |  |  | 156-BASEMENT |  | 1
| Weil-McLain |  | EGH-115-PI | 2
| BOCC-HW |  | Boiler Inspection Preparation - Hot Water Boilers ~ Required Every 3 Yrs ~ | 3 | Year
156-BSG-003 | Boiler 3 - M374403 |  |  | 156-BASEMENT |  | 1
| Weil-McLain |  | EGH-115-PI | 2
| BOCC-LP |  | Boiler Inspection Preparation - Low Pressure Steam Boilers ~ Required Every 2 Yrs ~ | 2 | Year | 2016-06-01
166-BSG-001 | Boiler #1 - M418038 |  |  | 166-03195.00 |  | 1
| Cleaver Brooks |  | CBLE 700-100-150STEAM | OL-105582
| BOCC-HP |  | Boiler Inspection Preparation - High Pressure Boilers ~ Required Annually ~ | 1 | Year | 2016-06-01
166-BSG-002 | Boiler #2 - M418037 |  |  | 166-03195.00 |  | 1
| Cleaver Brooks |  | CBLE 700-100-150STEAM | OL-105583
| BOCC-HP |  | Boiler Inspection Preparation - High Pressure Boilers ~ Required Annually ~ | 1 | Year | 2016-06-01
188-BSG-001 | Hot Water Boiler M421660 |  |  | 188-BSMNT |  | 1
| American Standard |  | G28 | 6BN J5
189-BSG-001 | Boiler #1 - M416583 |  |  |  |  | 1
| Fulton |  | ICS-15 ST | 103518
| BOCC-LP |  | Boiler Inspection Preparation - Low Pressure Steam Boilers ~ Required Every 2 Yrs ~ | 2 | Year | 2015-06-01
189-BSG-002 | Boiler #2 - M417464 |  |  |  |  | 1
| Fulton |  | ICS-15 ST | 103515
| BOCC-LP |  | Boiler Inspection Preparation - Low Pressure Steam Boilers ~ Required Every 2 Yrs ~ | 2 | Year | 2015-06-01
189-BSG-003 | Boiler #3 - M417461 |  |  |  |  | 1
| Fulton |  | ICS-15 ST | 103514
| BOCC-LP |  | Boiler Inspection Preparation - Low Pressure Steam Boilers ~ Required Every 2 Yrs ~ | 2 | Year | 2015-06-01
193-BSG-001 | Boiler 1 - M366191M |  |  | 193-BOILER RM |  | 1
| Superior Boiler Works |  | 4-5-751L-IC | 10573
| BOCC-LP |  | Boiler Inspection Preparation - Low Pressure Steam Boilers ~ Required Every 2 Yrs ~ | 2 | Year | 2015-06-01
193-BSG-002 | Boiler 2 - M366192 |  |  | 193-BOILER RM |  | 1
| Superior Boiler Works |  | 4-5-751L-IC | 10572
| BOCC-LP |  | Boiler Inspection Preparation - Low Pressure Steam Boilers ~ Required Every 2 Yrs ~ | 2 | Year | 2015-06-01
195-BSG-001 | Boiler (Hot Water) - M366186M |  |  | 195-OFFICE |  | 1
| American Standard |  | G49 | 1BJ1
| BOCC-HW |  | Boiler Inspection Preparation - Hot Water Boilers ~ Required Every 3 Yrs ~ | 3 | Year
203-BSG-001 | Boiler 1, Hot Water Heating, Gas - M417453 |  |  |  |  | 1
| Lochinvar |  | PBN 1300-M14 | 07198988
| BOCC-HW |  | Boiler Inspection Preparation - Hot Water Boilers ~ Required Every 3 Yrs ~ | 3 | Year | 2016-06-01
203-BSG-002 | Boiler 2, Hot Water Heating, Gas M417469M |  |  |  |  | 1
| Lochinvar |  | PBN 1300-M14 | 07198989
| BOCC-HW |  | Boiler Inspection Preparation - Hot Water Boilers ~ Required Every 3 Yrs ~ | 3 | Year | 2016-06-01
209-BSG-001 | Boiler #1 |  |  | 209-00127.00 |  | 1
| Lochinvar |  | CHN2071 - Copperfin II | B06H00183864
209-BSG-002 | Boiler #2 |  |  | 209-00127.00 |  | 1
| Lochinvar |  | CHN2071 - Copperfin II
209-BSG-003 | Boiler #3 |  |  | 209-00127.00 |  | 1
| Lochinvar |  | CHN2071 - Copperfin II
209-BSG-004 | Boiler #4 |  |  | 209-00127.00 |  | 1
| Lochinvar |  | CHN2071 - Copperfin II | L03H00160732
209-BSG-005 | Boiler #5 - Domestic Hot Water |  |  | 209-BLDG-Entire Building |  | 1
|  |  | EWN 300 | J03H00159248
211-BSG-001 | Dalgleish Boiler #1 |  |  |  |  | 1
| Weil-McLain |  | 1188
211-BSG-002 | Dalgleish Boiler #2 |  |  |  |  | 1
| Weil-McLain |  | 1188
217-BSG-001 | Hot Water Boiler (250kBTU per prior owner) |  |  |  |  | 1
American Standard
| BOCC-HW |  | Boiler Inspection Preparation - Hot Water Boilers ~ Required Every 3 Yrs ~ | 3 | Year | 2015-06-01
499-BSG-001 | Boiler #1 - M417481 |  |  | 499-00195.00 |  | 1
| Cleaver Brooks |  | CB 700-080-015 | OL-105567
| BOCC-LP |  | Boiler Inspection Preparation - Low Pressure Steam Boilers ~ Required Every 2 Yrs ~ | 2 | Year | 2016-06-01
499-BSG-002 | Boiler #2 - M417482 |  |  | 499-00195.00 |  | 1
| Cleaver Brooks |  | CB 700-080-015 Steam Boi | OL-105566
| BOCC-LP |  | Boiler Inspection Preparation - Low Pressure Steam Boilers ~ Required Every 2 Yrs ~ | 2 | Year | 2016-06-01
504-BSG-001 | Boiler #1 - M417403 |  |  |  |  | 1
| Fulton |  | CHN 501 | 7195888
| BOCC-HW |  | Boiler Inspection Preparation - Hot Water Boilers ~ Required Every 3 Yrs ~ | 3 | Year | 2015-06-01
507-BSG-001 | Boiler #1 - M417502 |  |  | 507-00195.00 |  | 1
| Cleaver Brooks |  | CB 700-200-015 STEAM | OL-105561
| BOCC-LP |  | Boiler Inspection Preparation - Low Pressure Steam Boilers ~ Required Every 2 Yrs ~ | 2 | Year | 2016-06-01
507-BSG-002 | Boiler #2 - M417496 |  |  | 507-00195.00 |  | 1
| Cleaver Brooks |  | CB 700-200-015 STEAM | OL-105559
| BOCC-LP |  | Boiler Inspection Preparation - Low Pressure Steam Boilers ~ Required Every 2 Yrs ~ | 2 | Year | 2016-06-01
507-BSG-003 | Boiler #3 - M417495 |  |  | 507-00195.00 |  | 1
| Cleaver Brooks |  | CB 700-200-015 STEAM | OL-105560
| BOCC-LP |  | Boiler Inspection Preparation - Low Pressure Steam Boilers ~ Required Every 2 Yrs ~ | 2 | Year | 2016-06-01
510-BSG-001 | Boiler #1 - M417467M |  |  | 510-00195.00 |  | 1
| Cleaver Brooks |  | CB 700-60-150 STEAM | OL-105573
| BOCC-HP |  | Boiler Inspection Preparation - High Pressure Boilers ~ Required Annually ~ | 1 | Year | 2016-06-01
510-BSG-002 | Boiler #2 - M417468M |  |  | 510-00195.00 |  | 1
| Cleaver Brooks |  | CB 700-60-150 STEAM | OL-105574
| BOCC-HP |  | Boiler Inspection Preparation - High Pressure Boilers ~ Required Annually ~ | 1 | Year | 2016-06-01
603-BSG-001 | Fire Tube Boiler # 1 - M405687M |  |  | 603-06000.00 |  | 1
| Cleaver-Brooks |  | CB1-700-800-150 | 0L103572
| BOCC-HP |  | Boiler Inspection Preparation - High Pressure Boilers ~ Required Annually ~ | 1 | Year | 2016-06-01
603-BSG-001 | Fire Tube Boiler # 1 - M405687M |  |  | 603-06000.00 |  | 1
| Cleaver-Brooks |  | CB1-700-800-150 | 0L103572
| BSGINSP |  | State Boiler Inspection | 1 | Year | 2016-08-27
608-BSG-001 | Boiler, Natural Gas, M421353M |  |  |  |  | 1
| Cleaver-Brooks |  | FLX-700-350-160 HW | BT-10345
| BOCC-HW |  | Boiler Inspection Preparation - Hot Water Boilers ~ Required Every 3 Yrs ~ | 3 | Year | 2015-06-01
608-BSG-002 | Boiler, Natural Gas, M421352M |  |  |  |  | 1
| Cleaver-Brooks |  | FLX-700-350-160 HW | BT-10346
| BOCC-HW |  | Boiler Inspection Preparation - Hot Water Boilers ~ Required Every 3 Yrs ~ | 3 | Year | 2015-06-01
609-BSG-001 | Boiler # 1 - M418082M |  |  | 609-00400.10 |  | 1
| Cleaver Brooks |  | CB 700-200-150 | OL105541
| BOCC-HP |  | Boiler Inspection Preparation - High Pressure Boilers ~ Required Annually ~ | 1 | Year | 2016-06-01
609-BSG-002 | Boiler # 2 - M418084M |  |  | 609-00400.10 |  | 1
| Cleaver Brooks |  | CB 700-200-150 | OL105542
| BOCC-HP |  | Boiler Inspection Preparation - High Pressure Boilers ~ Required Annually ~ | 1 | Year | 2016-06-01
609-BSG-003 | Boiler #3 - M418083M |  |  | 609-00400.10 |  | 1
| Cleaver Brooks |  | CB 700-200-150 | OL105543
| BOCC-HP |  | Boiler Inspection Preparation - High Pressure Boilers ~ Required Annually ~ | 1 | Year | 2016-06-01
612-BSG-001 | Steam Boiler 1 - M366180 |  |  | 612-PH |  | 1
| Vapor Corporation |  | MRG-5903-VHK-300B | 22529
612-BSG-002 | Steam Boiler 2 - M366179 |  |  | 612-PH |  | 1
| Vapor Corporation |  | MRG-5903-VHK-300B | 22528
612-BSG-003 | Steam Boiler 3 - M366178 |  |  | 612-PH |  | 1
| Vapor Corporation |  | MRG-5903-VHK-300B | 22527
612-BSG-004 | Steam Boiler 4 - M366177 |  |  | 612-PH |  | 1
| Vapor Corporation |  | MRG-5903-VHK-300B | 22526
612-BSG-005 | Steam Boiler 5 - M392122 |  |  | 612-PH |  | 1
| Vapor Corporation |  | MRG-5905-AHK-300 | 23039
620-BSG-001 | Boiler #1 - M418014M |  |  | 620-BSMNT |  | 1
| Fulton |  | ICS - 30 | 103910
| BOCC-LP |  | Boiler Inspection Preparation - Low Pressure Steam Boilers ~ Required Every 2 Yrs ~ | 2 | Year | 2015-06-01
620-BSG-002 | Boiler #2 - M418013M |  |  | 620-BSMNT |  | 1
| Fulton |  | ICS - 30 | 103924
| BOCC-LP |  | Boiler Inspection Preparation - Low Pressure Steam Boilers ~ Required Every 2 Yrs ~ | 2 | Year | 2015-06-01
629-BSG-001 | Boiler #1 - M418032 |  |  | 629-01195.00 |  | 1
| Cleaver Brooks |  | CB-700-125-150 | OL105536
| BOCC-HP |  | Boiler Inspection Preparation - High Pressure Boilers ~ Required Annually ~ | 1 | Year | 2016-06-01
629-BSG-002 | Boiler #2 - M418033 |  |  | 629-01195.00 |  | 1
| Cleaver Brooks |  | CB-700-125-150 | OL105538
| BOCC-HP |  | Boiler Inspection Preparation - High Pressure Boilers ~ Required Annually ~ | 1 | Year | 2016-06-01
629-BSG-003 | Boiler #3 - M418034 |  |  | 629-01195.00 |  | 1
| Cleaver Brooks |  | CB-700-125-150 | OL105537
| BOCC-HP |  | Boiler Inspection Preparation - High Pressure Boilers ~ Required Annually ~ | 1 | Year | 2016-06-01
637-BSG-001 | Boiler #1 - M418035M |  |  |  |  | 1
| Cleaver Brooks |  | CBLE 700-200-150 | OL105545
| BOCC-HP |  | Boiler Inspection Preparation - High Pressure Boilers ~ Required Annually ~ | 1 | Year | 2016-06-01
637-BSG-002 | Boiler #2 - M418036M |  |  |  |  | 1
| Cleaver Brooks |  | CBLE 700-200-150 | OL105544
| BOCC-HP |  | Boiler Inspection Preparation - High Pressure Boilers ~ Required Annually ~ | 1 | Year | 2016-06-01
992-BSG-001 | Boiler #1 - M418047M |  |  | 992-BOILER |  | 1
| Vapor Corporation |  | MG-5903-AHK-150DS | 23453
| BOCC-HW |  | Boiler Inspection Preparation - Hot Water Boilers ~ Required Every 3 Yrs ~ | 3 | Year
992-BSG-002 | Boiler #2 - M418046M |  |  | 992-BOILER |  | 1
| Vapor Corporation |  | MG-5903-AHK-150DS | 23454
| BOCC-HW |  | Boiler Inspection Preparation - Hot Water Boilers ~ Required Every 3 Yrs ~ | 3 | Year
992-BSG-003 | Boiler #3 -M418045M |  |  | 992-BOILER |  | 1
| Vapor Corporation |  | MG-5903-AHK-150DS | 23455
| BOCC-HW |  | Boiler Inspection Preparation - Hot Water Boilers ~ Required Every 3 Yrs ~ | 3 | Year
Total | [5 empty] | 132
Boiler Feed Water Pump
001-BFP-001 | Boiler Feed Pump #1 |  |  | 001-00495.00 |  | 1
| Grundfos |  | CR5-10K-FGJ-A-E-HQQE | A91128857-P10704603
001-BFP-002 | Boiler Feed Pump #2 |  |  | 001-00495.00 |  | 1
| Grundfos |  | CR5-10K-FGJ-A-E-HQQE | A91128857-P10704604
001-BFP-003 | Boiler Feed Pump #3 |  |  | 001-00495.00 |  | 1
| Grundfos |  | CR5-10K-FGJ-A-E-HQQE | A91128857-P10704605
007-BFP-001 | Boiler Feed Pump 1 |  |  | 007-00000.62 |  | 0
| Grundfos |  | CR5-8K-FGJ-A-E-HQQE | A96627939-P10701146
007-BFP-002 | Boiler Feed Pump 2 |  |  | 007-00000.62 |  | 0
| Grundfos |  | CR5-8K-FGJ-A-E-HQQE | A96627939-P10650627
007-BFP-003 | Boiler Feed Pump 3 |  |  | 007-00000.62 |  | 0
| Grundfos |  | CR5-8K-FGJ-A-E-HQQE | A96627939-P10648231
007-BFP-004 | Boiler Feed Pump 4 |  |  | 007-00000.62 |  | 0
| Grundfos |  | CR5-8K-FGJ-A-E-HQQE | A96627939-P10650626
026-BFP-001 | Boiler Feed Pump #1 |  |  |  |  | 1
| Grundfos |  | CR3-9-K-FGJ-A-E-HQQE | A91128008-P10646178
026-BFP-002 | Boiler Feed Pump #2 |  |  |  |  | 1
| Grundfos |  | CR3-9-K-FGJ-A-E-HQQE | A91128008-P10646179
026-BFP-003 | Boiler Feed Pump #3 |  |  |  |  | 1
| Grundfos |  | CR3-9-K-FGJ-A-E-HQQE | A91128008-P10646177
060-BFP-001 | Boiler Feed Pump #1 |  |  | 060-00010.00 |  | 1
| Grundfos |  | CR3-4K-FGJ-A-HQQE | A296608780-P10705252
060-BFP-002 | Boiler Feed Pump #2 |  |  | 060-00010.00 |  | 1
| Grundfos |  | CR5-2A-FGJ-A-E-HQQE | A296608780-P10705253
060-BFP-003 | Boiler Feed Pump #3 |  |  | 060-00010.00 |  | 1
| Grundfos |  | CR5-2A-FGJ-A-E-HQQE | A296608780-P10705251
067-BFP-001 | Boiler Feed Pump 1 |  |  | 067-00195.00 |  | 1
| Grundfos |  | CR3-7-K-FGJ-E-HQQE | A96575984-P10705242
067-BFP-002 | Boiler Feed Pump 2 |  |  | 067-00195.00 |  | 1
| Grundfos |  | CR3-7-K-FGJ-E-HQQE | A96575984-P10705239
067-BFP-003 | Boiler Feed Pump 3 |  |  | 067-00195.00 |  | 1
| Grundfos |  | CR3-7-K-FGJ-E-HQQE | A96575984-P10705236
499-BFP-001 | Boiler Feed Pump #1 |  |  | 499-00195.00 |  | 1
| Grundfos |  | CR3-3K-FGJ-A-E-HQQE | A96640808-P10705218
499-BFP-002 | Boiler Feed Pump #2 |  |  | 499-00195.00 |  | 1
| Grundfos |  | CR3-3K-FGJ-A-E-HQQE | A96640808-P10705217
499-BFP-003 | Boiler Feed Pump #3 |  |  | 499-00195.00 |  | 1
| Grundfos |  | CR3-3K-FGJ-A-E-HQQE | A96640808-P10705235
507-BFP-001 | Boiler Feed Pump |  |  | 507-00195.00 |  | 1
| Grundfos |  | CR5-4-K-FGJ-A-E-HQQE | A91128180-P10646005
507-BFP-002 | Boiler Feed Pump #2 |  |  | 507-00195.00 |  | 1
| Grundfos |  | CR5-4-K-FGJ-A-E-HQQE | A91128180-P10646003
507-BFP-003 | Boiler Feed Pump #3 |  |  | 507-00195.00 |  | 1
| Grundfos |  | CR5-4-K-FGJ-A-E-HQQE | A91128180-P10649099
510-BFP-001 | Boiler Feed Pump #1 |  |  | 510-00195.00 |  | 1
| Grundfos |  | CR1-8-A-FGJ-A-E-HQQE | A96082123-P20651216
510-BFP-002 | Boiler Feed Pump #2 |  |  | 510-00195.00 |  | 1
| Grundfos |  | CR1-8-A-FGJ-A-E-HQQE | A96082123-P20651106
510-BFP-003 | Boiler Feed Pump #3 |  |  | 510-00195.00 |  | 1
| Grundfos |  | CR1-8-A-FGJ-A-E-HQQE | A96082123-P20651217
612-BFP-001 | Boiler Feed Water Pump 1 |  |  | 612-PH |  | 0
| Grundfos |  | B33000065 P1 9841 | CR16-50 U-G-A-AUUE (type)
| W840151 |  | PM - Centrifugal Pump, over 1 H.P. | 1 | Year | 2015-11-01
612-BFP-002 | Boiler Feed Water Pump 2 |  |  | 612-PH |  | 0
Grundfos
| W840151 |  | PM - Centrifugal Pump, over 1 H.P. | 1 | Year | 2015-11-01
612-BFP-003 | Boiler Feed Water Pump 3 |  |  | 612-PH |  | 0
| Grundfos |  | A 9335 | CR16-50 U-G-A-BUBE
| W840151 |  | PM - Centrifugal Pump, over 1 H.P. | 1 | Year | 2015-11-01
629-BFP-001 | Boiler Feed Pump #1 |  |  |  |  | 1
| Grundfos |  | CR3-9-K-FGJ-A-E-HQQE | A91128008-P10646073
629-BFP-002 | Boiler Feed Pump #2 |  |  |  |  | 1
| Grundfos |  | CR3-9-K-FGJ-A-E-HQQE | A91128008-P10648243
629-BFP-003 | Boiler Feed Pump #3 |  |  |  |  | 1
| Grundfos |  | CR3-9-K-FGJ-A-E-HQQE | A91128008-P10646072
637-BFP-001 | Boiler Feed Pump #1 |  |  |  |  | 1
| Grundfos |  | CR5-7KP-FGJ-A-V-HQQV | A91129498-P10701057
637-BFP-002 | Boiler Feed Pump #2 |  |  |  |  | 1
| Grundfos |  | CR5-7KP-FGJ-A-V-HQQV | A91129498-P10701054
Total | [5 empty] | 33
Boiler Plant-HI Pressure
007-BLR-PLANT | Chemistry Building Boiler Plant |  |  | 007-00000.62 |  | 0
026-BLR-PLANT | Purdy Library Boiler Plant |  |  |  |  | 0
048-BLR-PLANT | Cohn Building Boiler Plant |  |  |  |  | 0
090-BLR-PLANT | Engineering Bldg Boiler Plant |  |  | 090-04195.00 |  | 0
Cleaver Brooks
155-BLR-PLANT | Manoogian Building Boiler Plant |  |  |  |  | 0
166-BLR-PLANT | Manufacturing Engineering Building Boiler Plant |  |  |  |  | 0
629-BLR-PLANT | Elliman Building Boiler Plant |  |  |  |  | 0
Total | [5 empty] | 7
Boiler Plant-Hot Water
062-BLR-PLANT | A/AB Building Boiler Plant |  |  |  |  | 0
089-BLR-PLANT | Biological Sciences Building Boiler Plant
Total | [5 empty] | 2
Centrifugal
140-HRP-001 | Glycol Water Pump 1 |  |  | 140-00051.00 |  | 1
| Taco |  | EE2008E201F2LA
| W840151 |  | PM - Centrifugal Pump, over 1 H.P. | 6 | Month | 2016-05-01
140-HRP-002 | Glycol Water Pump 2 |  |  | 140-00051.00 |  | 1
| Taco |  | EE2008E201F2LA
| W840151 |  | PM - Centrifugal Pump, over 1 H.P. | 6 | Month | 2016-05-01
Total | [5 empty] | 2
Chemical Feed Pump
001-CFP-002 | Chemical Feed Pump (Inhibitor) Pump 2 |  |  | 001-00021.00 |  | 1
| Pulsatrol |  | A Series | 950213187
| W851703 |  | PM - Chemical Feed/Metering Pump/Controller | 6 | Month | 2016-05-01
001-CFP-003 | Chemical Feed Pump (Biocide) Pump 3 |  |  | 001-00021.00 |  | 1
| Pulsatrol |  | A Series | 950213197
| W851703 |  | PM - Chemical Feed/Metering Pump/Controller | 6 | Month | 2016-05-01
001-CFP-004 | Chemical Feed Pump (Biocide) Pump 4 |  |  | 001-00021.00 |  | 1
| Pulsatrol |  | A Series | 950213189
| W851703 |  | PM - Chemical Feed/Metering Pump/Controller | 6 | Month | 2016-05-01
001-CFP-005 | Chemical Feed Control (Pulsafeeder) |  |  | 001-00021.00 |  | 1
| Pulsatrol |  | MCT310BF | 04/99 22803
| W851703 |  | PM - Chemical Feed/Metering Pump/Controller | 6 | Month | 2016-05-01
003-CFP-001 | Chemical Feed Pump 1 - AEC 223 |  |  | 003-00027.00 |  | 1
| W851703 |  | PM - Chemical Feed/Metering Pump/Controller | 1 | Year | 2015-11-01
003-CFP-002 | Chemical Feed Pump 2 - NX106 |  |  | 003-00027.00 |  | 1
| W851703 |  | PM - Chemical Feed/Metering Pump/Controller | 1 | Year | 2015-11-01
003-CFP-003 | Chemical Feed Pump 3 - Liquid Chlorine |  |  | 003-00027.00 |  | 1
| W851703 |  | PM - Chemical Feed/Metering Pump/Controller | 1 | Year | 2015-11-01
003-CFP-004 | Chemical Feed Pump 4 (Boiler) |  |  | 003-00195.00 |  | 1
| W851703 |  | PM - Chemical Feed/Metering Pump/Controller | 1 | Year | 2015-11-01
003-CFP-005 | Chemical Feed Pump 5 (Boiler) |  |  | 003-00195.00 |  | 1
| W851703 |  | PM - Chemical Feed/Metering Pump/Controller | 1 | Year | 2016-09-19
006-CFP-001 | Chemical Feed Pumps, 3 Pumps and Controller |  |  | 006-00018.00 |  | 1
007-CFP-001 | IS100 Chemical Feed Pump (Sulfite) |  |  | 007-00000.62 |  | 1
|  |  | 55-P-1-VIO | 185504
007-CFP-002 | Steamate NA 2260 Chemical Feed Pump (Neutralizing Amine) |  |  | 007-00000.62 |  | 1
|  |  | 55-P-1-VIO | 185505
007-CFP-003 | Optiserse AP302 Chemical Feed Pump (Deposit Control Polymer) |  |  | 007-00000.62 |  | 1
|  |  | 55-P-2-VIO | 185807-08
007-CFP-004 | Optiserse AP302 Chemical Feed Pump (Deposit Control Polymer) |  |  | 007-00000.62 |  | 1
|  |  | 55-P-2-VIO | 185809-10
007-CFP-005 | Optiserse AP302 Chemical Feed Pump (Deposit Control Polymer) |  |  | 007-00000.62 |  | 1
55-P-2-VIO
007-CFP-006 | Optiserse AP302 Chemical Feed Pump (Deposit Control Polymer) |  |  | 007-00000.62 |  | 1
55-P-2-VIO
016-CFP-001 | State Hall Chemical Feed Pump 1 |  |  | 016-CHEM SB47 |  | 1
| W851703 |  | PM - Chemical Feed/Metering Pump/Controller | 1 | Year | 2015-11-01
016-CFP-002 | State Hall Chemical Feed Pump 2 |  |  | 016-CHEM SB47 |  | 1
| W851703 |  | PM - Chemical Feed/Metering Pump/Controller | 1 | Year | 2015-11-01
016-CFP-003 | State Hall Chemical Feed Pump 3 |  |  | 016-CHEM SB47 |  | 1
| W851703 |  | PM - Chemical Feed/Metering Pump/Controller | 1 | Year | 2015-11-01
022-CFP-001 | Chemical Feed Pump 1 |  |  | 022-BSMNT 16 |  | 1
| NSF |  | A151-92S | 89075747
| W851703 |  | PM - Chemical Feed/Metering Pump/Controller | 6 | Month | 2016-05-01
022-CFP-002 | Chemical Feed Pump 2 |  |  | 022-BSMNT 16 |  | 1
| NSF |  | A151-92S | 89075746
| W851703 |  | PM - Chemical Feed/Metering Pump/Controller | 6 | Month | 2016-05-01
022-CFP-003 | Chemical Feed Pump 3 |  |  | 022-BSMNT 16 |  | 1
| NSF |  | A151-92S | 89075748
| W851703 |  | PM - Chemical Feed/Metering Pump/Controller | 6 | Month | 2016-05-01
026-CFP-001 | Chemical Feed Pump (Pulsatrol Controller) |  |  | 026-00016.00 |  | 1
| Pulsatrol |  | FXMCT310BF | UG-0525B
| W851703 |  | PM - Chemical Feed/Metering Pump/Controller | 6 | Month | 2016-09-19
026-CFP-002 | Chemical Feed Pump 2 |  |  | 026-00016.00 |  | 1
| Pulsatrol (LMI) |  | A141-155S | 010124236
| W851703 |  | PM - Chemical Feed/Metering Pump/Controller | 6 | Month | 2016-09-19
026-CFP-003 | Chemical Feed Pump 3 |  |  | 026-00016.00 |  | 1
| Pulsatrol (LMI) |  | A151-92S | 000910430
| W851703 |  | PM - Chemical Feed/Metering Pump/Controller | 6 | Month | 2016-09-19
026-CFP-004 | Chemical Feed Pump 4 |  |  | 026-00016.00 |  | 1
| Pulsatrol (LMI) |  | A151-92S | 000910428
| W851703 |  | PM - Chemical Feed/Metering Pump/Controller | 6 | Month | 2016-09-19
026-CFP-005 | Boiler Chemical Feed Pump (Neutralizer) |  |  | 026-00060.90
|  |  | 55P1V10 | CF010247185503
026-CFP-006 | Boiler Chemical Feed Pump (Sulfite) |  |  | 026-00060.90
|  |  | 55P1V10 | CF010247185502
026-CFP-007 | Boiler Chemical Feed Pump (AP302) |  |  | 026-00060.90
|  |  | 55P1V10 | CF010245185501AP302
036-CFP-001 | Chemical Feed Pumps |  |  | 036-00022.00 |  | 1
| W851703 |  | PM - Chemical Feed/Metering Pump/Controller | 6 | Month | 2016-05-01
038-CFP-001 | IS100 Chemical Feed Pump (Sulfite) |  |  | 038-00425.00 |  | 1
|  |  | 55-P-1-V10 | 185556
038-CFP-002 | Steamate NA 2260 Chemical Feed Pump (Neutralizing Amine) |  |  | 038-00425.00 |  | 1
|  |  | 55-P-1-V10 | 185555
038-CFP-003 | Optiserse AP302 Chemical Feed Pump (Deposit Control Polymer) |  |  | 038-00425.00 |  | 1
|  |  | 55-P-2-VIO | 185553-54
039-CFP-001 | Chemical Feed Pumps (Control Board To Be Changed) |  |  | 039-00025.00 |  | 1
046-CFP-001 | Chemical Feed Pump 1 (AEC223) |  |  | 046-00410.00 |  | 1
| Pulsatrol (LMI) |  | CNPA0704PVT200DB1 | 27100006002
| W851703 |  | PM - Chemical Feed/Metering Pump/Controller | 6 | Month | 2016-05-01
046-CFP-002 | Chemical Feed Pump 2 (NX106) |  |  | 046-00410.00 |  | 1
| Pulsatrol (LMI) |  | A151-95S | 91124105
| W851703 |  | PM - Chemical Feed/Metering Pump/Controller | 6 | Month | 2016-05-01
046-CFP-003 | Chemical Feed Pump 3 (Chlorine) |  |  | 046-00410.00 |  | 1
| Pulsatrol (LMI) |  | A151-92S | 010618479
| W851703 |  | PM - Chemical Feed/Metering Pump/Controller | 6 | Month | 2016-05-01
048-CFP-001 | Chemical Feed Pump 1 |  |  | 048-4TH FLOOR |  | 1
| Pulsatrol (LMI) |  | A151-92S | 010415907
| W851703 |  | PM - Chemical Feed/Metering Pump/Controller | 6 | Month | 2016-05-01
048-CFP-002 | Chemical Feed Pump 2 |  |  | 048-4TH FLOOR |  | 1
| Pulsatrol (LMI) |  | A151-92S | 88027474
| W851703 |  | PM - Chemical Feed/Metering Pump/Controller | 6 | Month | 2016-05-01
048-CFP-003 | Chemical Feed Pump 3 |  |  | 048-4TH FLOOR |  | 1
| Pulsatrol (LMI) |  | A151-92S | 88027473
| W851703 |  | PM - Chemical Feed/Metering Pump/Controller | 6 | Month | 2016-05-01
049-CFP-002 | Chemical Feed Pump 2 (R-22) |  |  | 049-01140.00 |  | 1
| Pulsatrol |  | A151-92S | 010618471
| W851703 |  | PM - Chemical Feed/Metering Pump/Controller | 1 | Year | 2016-04-01
049-CFP-003 | Chemical Feed Pump 3 (R-22) |  |  | 049-01140.00 |  | 1
| Pulsatrol |  | A151-92S | 010614069
| W851703 |  | PM - Chemical Feed/Metering Pump/Controller | 1 | Year | 2016-04-01
049-CFP-004 | Chemical Feed Pump 4 (Old Pump) |  |  | 049-01140.00 |  | 1
| Pulsatrol |  | A141-1529 | 961010407
| W851703 |  | PM - Chemical Feed/Metering Pump/Controller | 1 | Year | 2016-04-01
068-CFP-001 | Chemical Feed Pump |  |  | 068-00051.00 |  | 1
|  |  | P151-392S1 | 20020718502
| W851703 |  | PM - Chemical Feed/Metering Pump/Controller | 1 | Year | 2015-09-07
068-CFP-002 | Chemical Feed Pump |  |  | 068-00051.00 |  | 1
|  |  | P151-392S1 | 20020718501
| W851703 |  | PM - Chemical Feed/Metering Pump/Controller | 1 | Year | 2015-09-07
071-CFP-001 | Chemical Feed Pump (Inhibitor) |  |  | 071-BASEMENT |  | 1
LMI
| W851703 |  | PM - Chemical Feed/Metering Pump/Controller | 6 | Month | 2015-07-24
071-CFP-002 | Chemical Feed Pump (Biocide) |  |  | 071-BASEMENT |  | 1
LMI
| W851703 |  | PM - Chemical Feed/Metering Pump/Controller | 6 | Month | 2015-07-24
071-CFP-003 | Chemical Feed Pump (Oxidant) |  |  | 071-BASEMENT |  | 1
LMI
| W851703 |  | PM - Chemical Feed/Metering Pump/Controller | 6 | Month | 2015-07-24
071-CFP-004 | Water Management System (Chemical Feed Pumps) |  |  | 071-BASEMENT |  | 1
Aquatrac Smart AS
| W851703 |  | PM - Chemical Feed/Metering Pump/Controller | 6 | Month | 2015-07-24
080-CFP-001 | IS100 Chemical Feed Pump (Sulfite) |  |  | 080-00195.00 |  | 1
|  |  | 55-P-1-V10 | 185526
080-CFP-002 | Steamate NA 2260 Chemical Feed Pump (Neutralizing Amine) |  |  | 080-00195.00 |  | 1
|  |  | 55-P-1-V10 | 185525
080-CFP-003 | Optiserse AP302 Chemical Feed Pump (Deposit Control Polymer) |  |  | 080-00195.00 |  | 1
|  |  | 55-P-2-V10 | 185523-24
080-CFP-201 | Chemical Feed System, 2 Pumps, 1 Controller |  |  | 080-00225.00 |  | 1
LMI
080-CFS-001 | Boiler Chemical Feed System |  |  | 080-00195.00 |  | 1
| Cleaver Brooks |  | 55-P-2-VV10 | 185523-24
089-CFP-001 | Chemical Feed Pump Chlorine |  |  | 089-06149.00
|  |  | BTYA1005NP960UD010000 | 2710017349 BTYA
089-CFP-002 | Chemical Feed Pump NX106 (Prominent Fluid Controls) |  |  | 089-06149.00
|  |  | CNPA0704PVT200DB1 | 2711001664 CNPA
089-CFP-003 | Chemical Feed Pump Tower H20 AEC223 (Prominent Fluid Cntrls) |  |  | 089-06149.00
|  |  | CNPA 0704PVT200DB1 | 2711001664 CNPA
089-CFP-004 | Chemical Feed Pump Steam Boiler |  |  | 089-06135.00
| Milton Roy |  | A141-155S | 9410011880
090-CFP-001 | Cooling Tower Chemical Feed Pump 1 |  |  | 090-04116.00 |  | 1
|  |  | A111-82T | 84112501
| W851703 |  | PM - Chemical Feed/Metering Pump/Controller | 1 | Year | 2015-11-01
090-CFP-002 | Cooling Tower Chemical Feed Pump 2 |  |  | 090-04116.00 |  | 1
|  |  | A111-82T | 8411250x
| W851703 |  | PM - Chemical Feed/Metering Pump/Controller | 1 | Year | 2015-11-01
090-CFP-003 | Cooling Tower Chemical Feed Pump 3 |  |  | 090-04116.00 |  | 1
|  |  | A111-82T | 8411250x
| W851703 |  | PM - Chemical Feed/Metering Pump/Controller | 1 | Year | 2015-11-01
090-CFP-401 | IS100 Chemical Feed Pump (Sulfite) |  |  | 090-04195.00 |  | 1
55-P-1-V10
090-CFP-402 | Steamate NA 2260 Chemical Feed Pump (Neutralizing Amine) |  |  | 090-04195.00 |  | 1
55-P-1-V10
090-CFP-403 | Optiserse AP302 Chemical Feed Pump Boiler #1 |  |  | 090-04195.00 |  | 1
|  |  | V-10 | 185565-67
090-CFP-404 | Optiserse AP302 Chemical Feed Pump Boiler #2 |  |  | 090-04195.00 |  | 1
V10
090-CFP-405 | Optiserse AP302 Chemical Feed Pump Boiler #3 |  |  | 090-04195.00 |  | 1
V-10
090-CFP-406 | Optiserse AP302 Chemical Feed Pump Boiler #4 |  |  | 090-04195.00 |  | 1
V10
090-CFP-541 | EDC - Chemical Feed Pump Cooling Tower (NX106) |  |  | 090-04505.00 |  | 1
| Pulsatrol |  | LB64SA-PTC1-XXX | 0806104524
| W851703 |  | PM - Chemical Feed/Metering Pump/Controller | 6 | Month | 2016-09-19
090-CFP-542 | EDC - Chemical Feed Pump Cooling Tower (AEC223) |  |  | 090-04505.00 |  | 1
| Pulsatrol |  | LE44SA-PTC1-XXX Series E | 0806103763
| W851703 |  | PM - Chemical Feed/Metering Pump/Controller | 6 | Month | 2016-09-19
090-CFP-543 | EDC - Chemical Feed Pump Cooling Tower (Chlorine) |  |  | 090-04505.00 |  | 1
| Pulsatrol |  | LB64SA-PTC1-XXX Series A | 0806104523
| W851703 |  | PM - Chemical Feed/Metering Pump/Controller | 6 | Month | 2016-09-19
096-CFP-001 | Chemical Feed Pumps (Controller) |  |  | 096-PENTHOUSE |  | 1
Venture VI
096-CFP-002 | Chemical Feed Pump 2 |  |  | 096-PENTHOUSE |  | 1
Pulsatrol
096-CFP-003 | Chemical Feed Pump 3 |  |  | 096-PENTHOUSE |  | 1
Pulsatrol
| W851703 |  | PM - Chemical Feed/Metering Pump/Controller | 1 | Year | 2016-06-13
096-CFP-004 | Chemical Feed Pump 4 |  |  | 096-PENTHOUSE |  | 1
Pulsatrol
127-CFP-001 | Cooling Tower Chemical Feed Pumps |  |  | 127-12FL ROOF |  | 1
134-CFP-001 | Chemical Feed Pumps, 3 Pumps |  |  | 134-PENTHOUSE |  | 1
134-CFP-002 | CHEMICAL FEED PUMP |  |  | 134-PENTHOUSE |  | 1
134-CFP-003 | CHEMICAL FEED PUMP 3 |  |  | 134-PENTHOUSE |  | 1
136-CFP-001 | Chemical Feed Pumps, Boilers, 4 Pumps |  |  | 136-00010.00 |  | 1
136-CFP-002 | Chemical Feed Pumps, DA Tank, 1 Pump |  |  | 136-00010.00 |  | 1
136-CFPM-002 | Chemical Feed Pump Mixer, DA Tank, 1 Pump |  |  | 136-00010.00 |  | 1
10590A
155-CFP-001 | Chemical Feed Pump 1 |  |  | 155-00601.00 |  | 1
NSF
| W851703 |  | PM - Chemical Feed/Metering Pump/Controller | 1 | Year | 2016-05-02
155-CFP-002 | Chemical Feed Pump 2 |  |  | 155-00601.00 |  | 1
NSF
| W851703 |  | PM - Chemical Feed/Metering Pump/Controller | 1 | Year | 2016-05-09
155-CFP-003 | Chemical Feed Pump 3 |  |  | 155-00601.00 |  | 1
NSF
| W851703 |  | PM - Chemical Feed/Metering Pump/Controller | 1 | Year | 2016-05-16
155-CFP-004 | Boiler Chemical Feed Pump #1 - AP302 |  |  | 155-00601.00
| NSF |  | 5KC35MNB639X | SYJ160005
155-CFP-005 | Boiler Chemical Feed Pump #2 - AP302 |  |  | 155-00601.00
| NSF |  | 5KC35MNB639X | SYJ160026
155-CFP-006 | Boiler Chemical feed Pump #3 - Sufite |  |  | 155-00601.00
| NSF |  | 5KC35MNB639Y | SYJ160024
155-CFP-007 | Boiler Chemical Feed Pump #4 - PH Neut. Amine |  |  | 155-00601.00
| NSF |  | 5KC35MNB639X | SYJ160010
166-CFP-001 | Boiler Chemical Feed Pump, Sufite |  |  | 166-03195.00
55-P2-10
166-CFP-002 | Boiler Chemical feed Pump, NA2260 |  |  | 166-03195.00
55-P1-V10
166-CFP-003 | Boiler Chemical Feed Pump System AP302 |  |  | 166-03195.00
55-P2-V10
169-CFP-002 | Pent House Boiler Chemical Feed Pump, NA 2260 |  |  | 166-03195.00
55-P1-V10
169-CFP-003 | Boiler Chemical Feed System AP302 |  |  | 166-03195.00
55-P2-V10
181-CFP-001 | Boiler Chemical Treatment w/ 1 Pump |  |  | 181-BASEMENT |  | 1
193-CFP-001 | Boiler Water Chemical Feed Pump |  |  | 193-BOILER RM |  | 1
Burman
| W851703 |  | PM - Chemical Feed/Metering Pump/Controller | 1 | Year | 2016-01-06
193-CFP-002 | Boiler Water Chemical Feed Pump |  |  | 193-BOILER RM |  | 1
Burman
| W851703 |  | PM - Chemical Feed/Metering Pump/Controller | 1 | Year | 2016-01-06
193-CFP-003 | Cooling Tower Chemical Feed Pump #1 |  |  | 193-00130.00 |  | 1
| W840151 |  | PM - Centrifugal Pump, over 1 H.P. | 1 | Year | 2016-05-01
193-CFP-003 | Cooling Tower Chemical Feed Pump #1 |  |  | 193-00130.00 |  | 1
| W851703 |  | PM - Chemical Feed/Metering Pump/Controller | 1 | Year | 2016-04-01
193-CFP-004 | Cooling Tower Chemical Feed Pump #2 |  |  | 193-00130.00 |  | 1
| W851703 |  | PM - Chemical Feed/Metering Pump/Controller | 1 | Year | 2016-04-01
499-CFP-001 | Chemical Feed Pump Controller |  |  | 499-00010.00 |  | 1
Venture VI
| W851703 |  | PM - Chemical Feed/Metering Pump/Controller | 1 | Month | 2016-10-03
499-CFP-002 | Chemical Feed Pump A |  |  | 499-00010.00 |  | 1
Pulsatrol
| W851703 |  | PM - Chemical Feed/Metering Pump/Controller | 1 | Month | 2016-10-03
499-CFP-003 | Chemical Feed Pump B |  |  | 499-00010.00 |  | 1
Pulsatrol
| W851703 |  | PM - Chemical Feed/Metering Pump/Controller | 1 | Month | 2016-10-03
499-CFP-004 | Chemical Feed Pump C |  |  | 499-00010.00 |  | 1
Pulsatrol
| W851703 |  | PM - Chemical Feed/Metering Pump/Controller | 1 | Month | 2016-10-03
510-CFP-001 | Chemical Feed Pump 1 (Sulfite) |  |  | 510-00195.00 |  | 1
|  |  | 55-P-1-VIO | 185548
510-CFP-002 | Chemical Feed Pump 2 (Neutralizing Amine) |  |  | 510-00195.00 |  | 1
|  |  | 55-P-1-VIO | 185549
510-CFP-003 | Chemical Feed Pump 3 (Boiler Dispersant - AP 302) |  |  | 510-00195.00 |  | 1
|  |  | 55-P-1-VIO | 185546-47
603-CFP-001 | CHEMICAL FEED PUMP 1 |  |  | 603-PENTHOUSE |  | 1
DGF188ABCKB
603-CFP-002 | CHEMICAL FEED PUMP 2 |  |  | 603-PENTHOUSE |  | 1
DGF188ABCKB
603-CFP-003C | CHEMICAL FEED PUMP 3C |  |  | 603-PENTHOUSE |  | 1
Pulsatrol
603-CFP-005E | CHEMICAL FEED PUMP 5E |  |  | 603-PENTHOUSE |  | 1
Pulsatrol
603-CFP-006F | CHEMICAL FEED PUMP 6F |  |  | 603-PENTHOUSE |  | 1
GE
608-CFP-001 | Chemcial Feed Pumps, 3 Pumps |  |  | 608-00069.00 |  | 1
608-CFP-002 | Chemical Feed Pump Controller |  |  | 608-00069.00 |  | 1
612-CFP-001 | Boiler Chemical Feed Pump 1 |  |  | 612-PH |  | 1
| VonWeise |  | V00658BW10 | G186
| W851703 |  | PM - Chemical Feed/Metering Pump/Controller | 1 | Year | 2016-02-14
612-CFP-002 | Boiler Chemical Feed Pump 2 |  |  | 612-PH |  | 1
missing data plate
| W851703 |  | PM - Chemical Feed/Metering Pump/Controller | 1 | Year | 2016-02-14
612-CFP-003 | Boiler Chemical Feed Pump 3 |  |  | 612-PH |  | 1
missing data plate
| W851703 |  | PM - Chemical Feed/Metering Pump/Controller | 1 | Year | 2016-02-14
612-CFP-004 | Boiler Chemical Feed Pump 4 |  |  | 612-PH |  | 1
missing data plate
| W851703 |  | PM - Chemical Feed/Metering Pump/Controller | 1 | Year | 2016-02-14
612-CFP-005 | Boiler Chemical Feed Pump 5 |  |  | 612-PH |  | 1
| VonWeise |  | V00658BV10 | E1297
| W851703 |  | PM - Chemical Feed/Metering Pump/Controller | 1 | Year | 2016-02-14
629-CFP-001 | IS100 Chemical Feed Pump (Sulfite) |  |  | 629-01195.00 |  | 1
55-P-1-VIO
629-CFP-002 | Steamate NA 2260 Chemical Feed Pump (Neutralizing Amine) |  |  | 629-01195.00 |  | 1
55-P-1-VIO
629-CFP-003 | Optiserse AP302 Chemical Feed Pump (Deposit Control Polymer) |  |  | 629-01195.00 |  | 1
55-P-2-VIO
637-CFP-001 | Chemical Feed Pump System |  |  | 637-6FL MECH |  | 1
Pulsatrol
637-CFP-002 | Chemical Feed Pump 2 |  |  | 637-6FL MECH |  | 1
Pulsatrol
637-CFP-003 | Chemical Feed Pump 3 |  |  | 637-6FL MECH |  | 1
Pulsatrol
637-CFP-004 | Chemical Feed Pump 4 |  |  | 637-6FL MECH |  | 1
Pulsatrol
992-CFP-001 | Optiserse AP302 Chemical Feed Pump Boiler #1 |  |  | 992-BOILER |  | 1
55-P-3-V10
992-CFP-002 | Optiserse AP302 Chemical Feed Pump Boiler #2 |  |  | 992-BOILER |  | 1
55-P-3-V10
992-CFP-003 | Optiserse AP302 Chemical Feed Pump Boiler #3 |  |  | 992-BOILER |  | 1
55-P-3-V10
992-CFP-004 | IS100 Chemical Feed Pump (Sulfite) |  |  | 992-BOILER |  | 1
55-P-1-V10
992-CFP-005 | Steamate NA 2260 Chemical Feed Pump (Neutralizing Amine) |  |  | 992-BOILER |  | 1
55-P-1-V10
Total | [5 empty] | 130
Chilled Water
090-EDC-SYS3 | EDC Special System #3: Process Chilled Water System |  |  |  |  | 0
Total | [5 empty] | 1
Chilled Water Pump
001-CHWP-004 | Chill Water Pump P-4 (Primary) |  |  | 001-SUB B |  | 1
| Bell & Gossett |  | 4BC 8.500 BFW | 1935316
| W840151 |  | PM - Centrifugal Pump, over 1 H.P. | 1 | Year | 2015-11-01
001-CHWP-005 | Chill Water Pump P-5 (Primary) |  |  | 001-SUB B |  | 1
| Bell & Gossett |  | 4BC 8.500 BFW | 1935315
| W840151 |  | PM - Centrifugal Pump, over 1 H.P. | 1 | Year | 2015-11-01
001-CHWP-006 | Chill Water Pump P-6 (Primary) |  |  | 001-SUB B |  | 1
| Bell & Gossett |  | 4BC 8.500 BFW | 1935317
| W840151 |  | PM - Centrifugal Pump, over 1 H.P. | 1 | Year | 2015-11-01
001-CHWP-007 | Chill Water Pump P-7 (Secondary) |  |  | 001-SUB D |  | 1
| Bell & Gossett |  | 150 | 7-01332-02-3
| W840151 |  | PM - Centrifugal Pump, over 1 H.P. | 1 | Year | 2015-11-01
001-CHWP-008 | Chill Water Pump P-8 (Secondary) |  |  | 001-SUB D |  | 1
| Bell & Gossett |  | 150 | 7-01332-02-2
| W840151 |  | PM - Centrifugal Pump, over 1 H.P. | 1 | Year | 2015-11-01
001-CHWP-009 | Chill Water Pump P-9 (Secondary) |  |  | 001-SUB D |  | 1
| Bell & Gossett |  | 150 | 7-01332-02-1
| W840151 |  | PM - Centrifugal Pump, over 1 H.P. | 1 | Year | 2015-11-01
003-CHWP-003 | Chilled Water Pump 3 - Main |  |  | 003-00027.00 |  | 1
| Bell & Gossett |  | HSC3 6X8X12M | CP0427-01-L20
| W840151 |  | PM - Centrifugal Pump, over 1 H.P. | 1 | Year | 2016-05-01
003-CHWP-004 | Chilled Water Pump 4 - Main |  |  | 003-00027.00 |  | 1
| Bell & Gossett |  | HSC3 6X8X12M | CP0428-01
| W840151 |  | PM - Centrifugal Pump, over 1 H.P. | 1 | Year | 2016-05-01
003-CHWP-005 | Chilled Water Pump 5 - AHU 1 |  |  | 003-00027.00 |  | 1
|  |  | U-4A 5-7/8BF | 490610
| W840151 |  | PM - Centrifugal Pump, over 1 H.P. | 1 | Year | 2016-05-01
003-CHWP-006 | Chilled Water Pump 6 - AHU 2 |  |  | 003-00027.00 |  | 1
| Bell & Gossett |  | Model 60 2X6 1/4 | 172752
| W840151 |  | PM - Centrifugal Pump, over 1 H.P. | 1 | Year | 2016-05-01
003-CHWP-007 | Chilled Water Pump 7 - AHU 3 |  |  | 003-00027.00 |  | 1
| Bell & Gossett |  | PHD2-102B
| W840151 |  | PM - Centrifugal Pump, over 1 H.P. | 1 | Year | 2016-05-01
003-CHWP-008 | Chilled Water Pump 8 - AHU 4 |  |  | 003-00027.00 |  | 1
| Bell & Gossett |  | PHD2-102B
| W840151 |  | PM - Centrifugal Pump, over 1 H.P. | 1 | Year | 2016-05-01
003-CHWP-009 | Chilled Water Pump 9 - AHU 5 |  |  | 003-00027.00 |  | 1
| Bell & Gossett |  | PHD2-102B
| W840151 |  | PM - Centrifugal Pump, over 1 H.P. | 1 | Year | 2016-05-01
003-CHWP-010 | Chilled Water Pump 10 - AHU 6 |  |  | 003-00027.00 |  | 1
| Bell & Gossett |  | PHD2-1026
| W840151 |  | PM - Centrifugal Pump, over 1 H.P. | 1 | Year | 2016-05-01
003-CHWP-011 | Chilled Water Pump 11 - AHU 7 |  |  | 003-00027.00 |  | 1
| Bell & Gossett |  | PHD2-1026
| W840151 |  | PM - Centrifugal Pump, over 1 H.P. | 1 | Year | 2016-05-01
003-CHWP-L01 | Chilled Water Pump, Lab Process Chilled Water |  |  | 003-00027.00 |  | 1
| Peerless Pumps |  | PE-1X2X8-S | 308698
| W840151 |  | PM - Centrifugal Pump, over 1 H.P. | 1 | Year | 2016-05-01
005-CHWP-001 | Chilled Water Pump 1 |  |  | 005-00033.00 |  | 1
| W840151 |  | PM - Centrifugal Pump, over 1 H.P. | 1 | Year | 2016-05-01
005-CHWP-003 | Chilled Water Pump 3 |  |  | 005-CHEM SB47 |  | 1
| Taco |  | TA1230 10.6b2 1a1l0n
| W840151 |  | PM - Centrifugal Pump, over 1 H.P. | 1 | Year | 2016-05-01
005-CHWP-004 | Chilled Water Pump 4 |  |  | 005-CHEM SB47 |  | 1
| Taco |  | TA1230 10.6b2 1a1l0n
| W840151 |  | PM - Centrifugal Pump, over 1 H.P. | 1 | Year | 2016-05-01
006-CHWP-006 | Chilled Water Pump 6 |  |  | 006-00004.00 |  | 1
| Taco |  | TA1224b2 9.2 J1A1LO
| W840151 |  | PM - Centrifugal Pump, over 1 H.P. | 1 | Year | 2016-05-01
006-CHWP-007 | Chilled Water Pump 7 |  |  | 006-00004.00 |  | 1
| Taco |  | TA1224b2 9.2 J1A1LO
| W840151 |  | PM - Centrifugal Pump, over 1 H.P. | 1 | Year | 2016-05-01
007-CHWP-001 | Chilled Water Pump (2010 Expansion Project) |  |  | 007-SB47 |  | 1
| Taco |  | TA2538B2Y1N210
| W840151 |  | PM - Centrifugal Pump, over 1 H.P. | 1 | Year | 2016-05-01
007-CHWP-002 | Chilled Water Pump (2010 Expansion Project) |  |  | 007-SB47 |  | 1
| Taco |  | TA2538B2Y1N210
| W840151 |  | PM - Centrifugal Pump, over 1 H.P. | 1 | Year | 2016-05-01
007-CHWP-003 | Chilled Water Pump (2010 Expansion Project) |  |  | 007-SB47 |  | 1
| Taco |  | TA2538B2Y1N210
| W840151 |  | PM - Centrifugal Pump, over 1 H.P. | 1 | Year | 2016-05-01
007-CWP-001 | Condenser Water Pump (2010 Expansion Project) |  |  | 007-SB47 |  | 1
| Taco |  | TA2530B2S1B2L0
| W840151 |  | PM - Centrifugal Pump, over 1 H.P. | 1 | Year | 2016-05-01
007-CWP-002 | Condenser Water Pump (2010 Expansion Project) |  |  | 007-SB47 |  | 1
| Taco |  | TA2530B2S1B2L0
| W840151 |  | PM - Centrifugal Pump, over 1 H.P. | 1 | Year | 2016-05-01
007-CWP-003 | Condenser Water Pump (2010 Expansion Project) |  |  | 007-SB47 |  | 1
| Taco |  | TA2530B2S1B2L0
| W840151 |  | PM - Centrifugal Pump, over 1 H.P. | 1 | Year | 2016-05-01
016-CHWP-001 | Chilled Water Pump 1 |  |  | 016-00024.00 |  | 1
Buffalo
| W840151 |  | PM - Centrifugal Pump, over 1 H.P. | 1 | Year | 2016-05-01
016-CHWP-001S | Chilled Water Pump 1S |  |  | 016-00024.00 |  | 1
Buffalo
| W840151 |  | PM - Centrifugal Pump, over 1 H.P. | 1 | Year | 2016-05-01
016-CHWP-006 | Chilled Water Pump P-6 |  |  | 016-00024.00 |  | 1
Bell & Gossett
016-CHWP-006S | Chilled Water Pump P-6S |  |  | 016-00024.00 |  | 1
Bell & Gossett
022-CHWP-003 | Chilled Water Pump 3 |  |  | 022-BSMNT 16 |  | 1
| Taco |  | (Data Plate Covered) | (Data Plate Covered)
| W840151 |  | PM - Centrifugal Pump, over 1 H.P. | 1 | Year | 2016-05-01
022-CHWP-004 | Chilled Water Pump 4 |  |  | 022-BSMNT 16 |  | 1
| Taco |  | (Data Plate Covered) | (Data Plate Covered)
| W840151 |  | PM - Centrifugal Pump, over 1 H.P. | 1 | Year | 2016-05-01
026-CHWP-007 | Primary Chilled Water Pump 7 |  |  | 026-00016.00 |  | 1
| Bell & Gossett |  | VSC-6X6X93/4B | 1935952
| W840151 |  | PM - Centrifugal Pump, over 1 H.P. | 1 | Year | 2016-05-01
026-CHWP-008 | Primary Chilled Water Pump 8 |  |  | 026-00016.00 |  | 1
| Bell & Gossett |  | VSC-6X6X93/4B | 1935951
| W840151 |  | PM - Centrifugal Pump, over 1 H.P. | 1 | Year | 2016-05-01
026-CHWP-009 | Primary Chilled Water Pump 9 |  |  | 026-00016.00 |  | 1
| Bell & Gossett |  | VSC-6X6X93/4B | 1935953
| W840151 |  | PM - Centrifugal Pump, over 1 H.P. | 1 | Year | 2016-05-01
026-CHWP-010 | Primary Chilled Water Pump 10 |  |  | 026-00016.00 |  | 1
| Bell & Gossett |  | VSC 8.125 BF RHR | 2092794
| W840151 |  | PM - Centrifugal Pump, over 1 H.P. | 1 | Year | 2016-05-01
026-CHWP-011 | Primary Chilled Water Pump 11 (For Chiller 4) |  |  |  |  | 1
| Bell & Gossett |  | VSC 6 X 6
| W840151 |  | PM - Centrifugal Pump, over 1 H.P. | 1 | Year | 2016-05-01
026-CHWP-012 | Primary Chilled Water Pump 12 (For Chiller 4) |  |  |  |  | 1
| Bell & Gossett |  | VSC 6 X 6
| W840151 |  | PM - Centrifugal Pump, over 1 H.P. | 1 | Year | 2016-05-01
026-CHWP-013 | Secondary Chilled Water Pump 13 (serves Purdy) Serves Purdy |  |  | 026-00016.00 |  | 1
| Bell & Gossett |  | (No Label) | (No Label)
| W840151 |  | PM - Centrifugal Pump, over 1 H.P. | 1 | Year | 2016-05-01
026-CHWP-014 | Secondary Chilled Water Pump 14 Serves Purdy |  |  | 026-00016.00 |  | 1
| Bell & Gossett |  | VSC 5X5X93/4B-8.5BF | 1935949
| W840151 |  | PM - Centrifugal Pump, over 1 H.P. | 1 | Year | 2016-05-01
026-CHWP-015 | Secondary Chilled Water Pump 15 Serves Fitness Ctr |  |  | 026-00016.00 |  | 1
| Bell & Gossett |  | VSC 9.375 BF LHR | 2173548
| W840151 |  | PM - Centrifugal Pump, over 1 H.P. | 1 | Year | 2016-05-01
026-CHWP-016 | Secondary Chilled Water Pump 16 Serves Fitness Ctr |  |  | 026-00016.00 |  | 1
| Bell & Gossett |  | VSC 9.375 BF LHR | 2173549
| W840151 |  | PM - Centrifugal Pump, over 1 H.P. | 1 | Year | 2016-05-01
027-CHWP-003 | Secondary Chill Water Pump 3 |  |  | 027-00011.00 |  | 1
| W840151 |  | PM - Centrifugal Pump, over 1 H.P. | 1 | Year | 2016-03-15
027-CHWP-004 | Secondary Chill Water Pump 4 |  |  | 027-00011.00 |  | 1
| W840151 |  | PM - Centrifugal Pump, over 1 H.P. | 1 | Year | 2016-03-15
034-CHWP-001 | Chilled Water Pump #1 |  |  | 034-401 |  | 1
| Aurora |  |  | 966-10725-1
| W840151 |  | PM - Centrifugal Pump, over 1 H.P. | 1 | Year | 2016-03-15
034-CHWP-002 | Chilled Water Pump #2 |  |  | 034-401 |  | 1
| Aurora |  |  | 966-10735-2
| W840151 |  | PM - Centrifugal Pump, over 1 H.P. | 1 | Year | 2016-03-15
036-CHWP-001 | Secondary Chill Water Pump 3 (Old Wing) |  |  | 036-00022.00 |  | 1
Weinman
| W840151 |  | PM - Centrifugal Pump, over 1 H.P. | 1 | Year | 2016-03-15
036-CHWP-002 | Secondary Chill Water Pump 4 (Old Wing) |  |  | 036-00022.00 |  | 1
Weinman
| W840151 |  | PM - Centrifugal Pump, over 1 H.P. | 1 | Year | 2016-03-15
039-CHWP-001 | Chilled Water Pump 1 |  |  | 039-00025.00 |  | 1
| RL Deppmann |  | VSO-6X6X12 RHR 11-3/8 BF | RLD 6938 C78
| W840151 |  | PM - Centrifugal Pump, over 1 H.P. | 1 | Year | 2016-03-15
039-CHWP-002 | Chilled Water Pump 2 |  |  | 039-00025.00 |  | 1
| RL Deppmann |  | 6X6X12 11-3/8 BF RHR | RLD 6937 C78
| W840151 |  | PM - Centrifugal Pump, over 1 H.P. | 1 | Year | 2016-03-15
042-CHWP-003 | Chill Water Pump 3 |  |  | 042-00030.00 |  | 1
Bell & Gossett
| W840151 |  | PM - Centrifugal Pump, over 1 H.P. | 1 | Year | 2016-03-15
042-CHWP-004 | Chill Water Pump 4 |  |  | 042-00030.00 |  | 1
Bell & Gossett
| W840151 |  | PM - Centrifugal Pump, over 1 H.P. | 1 | Year | 2016-03-15
046-CHWP-001 | Chill Water Pump 1 |  |  | 046-00410.00 |  | 1
| Bell & Gossett |  | VSC BF 8 1/2 LHR | 1578870
| W840151 |  | PM - Centrifugal Pump, over 1 H.P. | 1 | Year | 2014-04-01
046-CHWP-002 | Chill Water Pump 2 |  |  | 046-00410.00 |  | 1
| Bell & Gossett |  | VSC BF 8 1/2 LHR | 1578869
| W840151 |  | PM - Centrifugal Pump, over 1 H.P. | 1 | Year | 2014-04-01
046-CHWP-003 | Chill Water Recirculating Pumps (3rd Floor, New Area) |  |  | 046-00316.00 |  | 1
| Bell & Gossett |  | AQE56A17D58E P | Part No. 903580
| W840151 |  | PM - Centrifugal Pump, over 1 H.P. | 1 | Year | 2014-04-01
048-CHWP-001 | Chill Water Pump 1 |  |  | 048-4TH FLOOR |  | 1
| Bell & Gossett |  | 4E 10 5/8 BF | 1456681
| W840151 |  | PM - Centrifugal Pump, over 1 H.P. | 1 | Year | 2014-04-01
048-CHWP-002 | Chill Water Pump 2 |  |  | 048-4TH FLOOR |  | 1
| Bell & Gossett |  | 4E 10 5/8 BF | 1456680
| W840151 |  | PM - Centrifugal Pump, over 1 H.P. | 1 | Year | 2014-04-01
049-CHWBP-001 | Chilled Water Booster Pump 1 (serves DJK AHU-K-1) |  |  | 046-00316.02 |  | 1
|  |  | KV1509AE2.JCB020 | J8851-5-29711
| W990006 |  | PM - Water Booster Pump | 1 | Year | 2016-05-01
049-CHWBP-002 | Chilled Water Booster Pump 2 (serves DJK AHU-K-1) |  |  | 046-00316.02 |  | 1
KV1509AE2.JCB020
| W990006 |  | PM - Water Booster Pump | 1 | Year | 2016-05-01
049-CHWP-001 | Chill Water Pump (R-22) |  |  | 049-01140.00 |  | 1
| Bell & Gossett |  | VSC 8.250 BF LHR | 2195243
| W840151 |  | PM - Centrifugal Pump, over 1 H.P. | 1 | Year | 2014-04-01
050-CHWP-001 | Chilled Water Pump |  |  | 050-00011.00 |  | 1
| Taco |  |  | TA1024bh1b2l0
| W840151 |  | PM - Centrifugal Pump, over 1 H.P. | 1 | Year | 2016-03-15
062-CHWP-003 | Chilled Water Pump 3 |  |  | 062-01414.00 |  | 1
Taco
| W840151 |  | PM - Centrifugal Pump, over 1 H.P. | 6 | Month | 2016-05-01
062-CHWP-004 | Chilled Water Pump 4 |  |  | 062-01414.00 |  | 1
Taco
| W840151 |  | PM - Centrifugal Pump, over 1 H.P. | 6 | Month | 2016-05-01
065-CHWP-003 | Chilled Water Pump 3 |  |  | 065-00411.00 |  | 1
| Bell & Gossett |  | 4E | 2173362
| W840151 |  | PM - Centrifugal Pump, over 1 H.P. | 1 | Year | 2015-11-01
065-CHWP-004 | Chilled Water Pump 4 |  |  | 065-00411.00 |  | 1
| Bell & Gossett |  | 4E
| W840151 |  | PM - Centrifugal Pump, over 1 H.P. | 1 | Year | 2015-11-01
066-CHWP-001 | Chilled Water Pump |  |  | 066-00403.00 |  | 1
| W840151 |  | PM - Centrifugal Pump, over 1 H.P. | 1 | Year | 2016-05-01
080-CHWP-001 | Chilled Water Pump 32-N (For Fan 18) |  |  | 080-00225.00 |  | 1
| Ace Centrifugal Pumps |  | ACL-150 3PH | 127615
| W840151 |  | PM - Centrifugal Pump, over 1 H.P. | 1 | Year | 2016-03-15
080-CHWP-002 | Chilled Water Pump 33-S (For Fan 18) |  |  | 080-00225.00 |  | 1
| Ace Centrifugal Pumps |  | ACL-150 3PH | 127616
| W840151 |  | PM - Centrifugal Pump, over 1 H.P. | 1 | Year | 2016-03-15
082-CHWP-006 | Chilled Water Pump 6 |  |  | 082-00501.00 |  | 1
| Bell & Gossett |  | 1510 | CM0817-01-B20
| W840151 |  | PM - Centrifugal Pump, over 1 H.P. | 1 | Year | 2015-11-01
082-CHWP-007 | Chilled Water Pump 7 |  |  | 082-00501.00 |  | 1
| Bell & Gossett |  | 1510 | CM0817-02-B20
| W840151 |  | PM - Centrifugal Pump, over 1 H.P. | 1 | Year | 2015-11-01
089-CHWP-002 | Chilled Water Pump 2 |  |  | 089-06149.00 |  | 1
| W840151 |  | PM - Centrifugal Pump, over 1 H.P. | 1 | Year | 2016-05-01
089-CHWP-002S | Chilled Water Pump 2S |  |  | 089-06149.00 |  | 1
| W840151 |  | PM - Centrifugal Pump, over 1 H.P. | 1 | Year | 2016-05-01
090-CHWP-001 | Office Wing Chilled Water Pump 1 |  |  | 090-04116.00 |  | 1
| Taco |  | BB50101 10 C5B2JLO | 2746080
| W840151 |  | PM - Centrifugal Pump, over 1 H.P. | 1 | Year | 2014-04-01
090-CHWP-002 | Office Wing Chilled Water Pump 2 |  |  | 090-04116.00 |  | 1
| Taco |  | BB50101 10 C5B2JLO | 2844564
| W840151 |  | PM - Centrifugal Pump, over 1 H.P. | 1 | Year | 2014-04-01
090-CHWP-541 | EDC Chilled Water Pump #1 |  |  | 090-04505.00 |  | 1
| Bell & Gossett |  | 1510BF10.375-960GPM | C068240-01 G80
| W840151 |  | PM - Centrifugal Pump, over 1 H.P. | 1 | Year | 2014-04-01
090-CHWP-542 | EDC Chilled Water Pump #2 |  |  | 090-04505.00 |  | 1
| Bell & Gossett |  | 1510BF10.375-960GPM | C068240-02 G80
| W840151 |  | PM - Centrifugal Pump, over 1 H.P. | 1 | Year | 2014-04-01
090-CWP-543 | EDC Condenser Water Pump #1 |  |  | 090-04505.00 |  | 1
| Bell & Gossett |  | 1510BF8.875-1200GPM-6BC | C068239-01-G80
| W840151 |  | PM - Centrifugal Pump, over 1 H.P. | 1 | Year | 2014-04-01
090-CWP-544 | EDC Condenser Water Pump #2 |  |  | 090-04505.00 |  | 1
| Bell & Gossett |  | 1510-BF8.875-1200GPM-6BC | C068239-02-G80
| W840151 |  | PM - Centrifugal Pump, over 1 H.P. | 1 | Year | 2014-04-01
096-CHWP-001 | Secondary Chill Water Pump 1 |  |  | 096-PENTHOUSE |  | 1
| W840151 |  | PM - Centrifugal Pump, over 1 H.P. | 1 | Year | 2016-03-15
096-CHWP-002 | Secondary Chill Water Pump 2 |  |  | 096-PENTHOUSE |  | 1
| W840151 |  | PM - Centrifugal Pump, over 1 H.P. | 1 | Year | 2016-03-15
096-CHWP-003 | Primary Chill Water Pump 3 |  |  | 096-PENTHOUSE |  | 1
| W840151 |  | PM - Centrifugal Pump, over 1 H.P. | 1 | Year | 2016-03-15
140-CHWP-001 | Chilled Water Pump 1 |  |  | 140-00051.00 |  | 1
| Taco |  | FM3010-104
| W840151 |  | PM - Centrifugal Pump, over 1 H.P. | 1 | Year | 2016-05-01
140-CHWP-002 | Chilled Water Pump 2 |  |  | 140-00051.00 |  | 1
| Taco |  | FM3010-104
| W840151 |  | PM - Centrifugal Pump, over 1 H.P. | 1 | Year | 2016-05-01
155-CHWP-001 | Chill Water Pump 1 |  |  | 155-00601.00 |  | 1
| Bell & Gossett |  | VSG 8.750 BF RHR | 2300116
| W840151 |  | PM - Centrifugal Pump, over 1 H.P. | 1 | Year | 2016-05-01
155-CHWP-002 | Chill Water Pump 2 |  |  | 155-00601.00 |  | 1
| Bell & Gossett |  | VSG 8.750 BF RHR | 2300115
| W840151 |  | PM - Centrifugal Pump, over 1 H.P. | 1 | Year | 2016-05-01
155-CHWP-003 | Chill Water Pump 3 |  |  | 155-00601.00 |  | 1
| Bell & Gossett |  | VSG 8.750 BF RHR | 2300117
| W840151 |  | PM - Centrifugal Pump, over 1 H.P. | 1 | Year | 2016-05-01
155-CHWP-1(601) | Transfer Chill Water Pump 1 (Coils) |  |  | 155-00601.00 |  | 1
| Bell & Gossett |  | VSC 8.000 BF RHR | 2302277
| W840151 |  | PM - Centrifugal Pump, over 1 H.P. | 1 | Year | 2016-05-01
155-CHWP-2(601) | Transfer Chill Water Pump 2 (Coils) |  |  | 155-00601.00 |  | 1
| Bell & Gossett |  | VSC 8.000 BF RHR | 2302276
| W840151 |  | PM - Centrifugal Pump, over 1 H.P. | 1 | Year | 2016-05-01
155-CHWP-3(601) | Transfer Chill Water Pump 3 (General Lectures) |  |  | 155-00601.00 |  | 1
| Bell & Gossett |  | VSC 9.875 BF RHR | 2303857
| W840151 |  | PM - Centrifugal Pump, over 1 H.P. | 1 | Year | 2016-05-01
155-CHWP-4(601) | Transfer Chill Water Pump 4 (General Lectures) |  |  | 155-00601.00 |  | 1
| Bell & Gossett |  | VSC 9.875 BF RHR | 2303858
| W840151 |  | PM - Centrifugal Pump, over 1 H.P. | 1 | Year | 2016-05-01
156-CWP-001 | Chilled Water Pump |  |  | 156-BASEMENT |  | 1
Bell & Gossett
| W840151 |  | PM - Centrifugal Pump, over 1 H.P. | 1 | Year | 2016-05-01
189-CHWP-001 | Chill Water Pump |  |  | 189-BASEMENT |  | 1
| W840151 |  | PM - Centrifugal Pump, over 1 H.P. | 1 | Year | 2016-05-01
193-CHWP-001 | Chilled Water Pump |  |  | 193-00130.00 |  | 1
Taco
| W840151 |  | PM - Centrifugal Pump, over 1 H.P. | 1 | Year | 2016-05-01
499-CHWP-001 | Primary Chill Water Pump 1 |  |  | 499-00010.00 |  | 1
Bell & Gossett
499-CHWP-002 | Primary Chill Water Pump 2 |  |  | 499-00010.00 |  | 1
Bell & Gossett
499-CHWP-003 | Secondary Chill Water Pump 3 |  |  | 499-00034.00 |  | 1
Peerless Pumps
| W840151 |  | PM - Centrifugal Pump, over 1 H.P. | 1 | Year | 2016-03-15
507-CHWP-001 | Chilled Water Pump |  |  |  |  | 1
| W840151 |  | PM - Centrifugal Pump, over 1 H.P. | 1 | Year | 2016-05-01
507-CWP-001 | Condenser Water Pump |  |  |  |  | 1
| W840151 |  | PM - Centrifugal Pump, over 1 H.P. | 1 | Year | 2016-05-01
509-CHWP-001 | Chilled Water Pump 1 |  |  | 509-00003.00 |  | 1
Taco
| W840151 |  | PM - Centrifugal Pump, over 1 H.P. | 1 | Year | 2016-05-01
509-CHWP-002 | Chilled Water Pump 2 |  |  | 509-00003.00 |  | 1
Taco
| W840151 |  | PM - Centrifugal Pump, over 1 H.P. | 1 | Year | 2016-05-01
510-CHWP-001 | Chilled Water Pump 1 |  |  | 510-00001.00 |  | 1
| Bell & Gossett |  | 3510-1 | RLD8707f98
| W840151 |  | PM - Centrifugal Pump, over 1 H.P. | 1 | Year | 2016-05-01
603-CHP-001-005 | CHILLED WATER PUMP 1 |  |  | 603-PENTHOUSE |  | 1
Bell & Gossett
603-CHWP-001 | Chilled Water Pump 1 |  |  | 603-PENTHOUSE |  | 1
| Bell & Gossett |  | VSC-6 X 8 9 3/4 | 2195728
| W840151 |  | PM - Centrifugal Pump, over 1 H.P. | 1 | Year | 2016-05-01
603-CHWP-002 | Chilled Water Pump 2 |  |  | 603-PENTHOUSE |  | 1
| Bell & Gossett |  | VSC-6 X 8 9 3/4 | 2195727
| W840151 |  | PM - Centrifugal Pump, over 1 H.P. | 1 | Year | 2016-05-01
603-CHWP-003 | Chilled Water Pump 3 |  |  | 603-PENTHOUSE |  | 1
| Bell & Gossett |  | VSC 8 x 8 x 10-1/2 | 2234403
| W840151 |  | PM - Centrifugal Pump, over 1 H.P. | 1 | Year | 2016-05-01
603-CHWP-004 | Chilled Water Pump 4 |  |  | 603-PENTHOUSE |  | 1
| Bell & Gossett |  | VSC 8 x 8 x 10-1/2 | 2234402
| W840151 |  | PM - Centrifugal Pump, over 1 H.P. | 1 | Year | 2016-05-01
603-CHWP-005 | Chilled Water Pump 5 |  |  | 603-PENTHOUSE |  | 1
| Bell & Gossett |  | VSC 8 x 8 x 10-1/2 | 2234404
| W840151 |  | PM - Centrifugal Pump, over 1 H.P. | 1 | Year | 2016-05-01
608-CHWP-001 | Chilled Water Pump |  |  | 608-00069.00 |  | 1
| Aurora |  | CBPA-BF | 69-1841
609-CHWP-001 | Chilled Water Pump |  |  | 609-B60 |  | 1
| Bell & Gossett |  | VSC8.750 BFW LHR | 2300112
| W840151 |  | PM - Centrifugal Pump, over 1 H.P. | 1 | Year | 2016-03-15
609-CHWP-002 | Chilled Water Pump |  |  | 609-B60 |  | 1
| Bell & Gossett |  | VSC 7.750 BFW LHR | 2302556
| W840151 |  | PM - Centrifugal Pump, over 1 H.P. | 1 | Year | 2016-03-15
609-CHWP-003 | Chilled Water Pump |  |  | 609-B60 |  | 1
| Bell & Gossett |  | VSC 7.750 BFW LHR | 2302557
| W840151 |  | PM - Centrifugal Pump, over 1 H.P. | 1 | Year | 2016-03-15
611-CHWP-003 | Chilled Water Pump-3 |  |  | 611-PENTHOUSE |  | 1
| Taco |  | BB5010 9.9 C5B2JL0 | 29663
| W840151 |  | PM - Centrifugal Pump, over 1 H.P. | 1 | Year | 2016-05-01
611-CHWP-004 | Chilled Water Pump-4 |  |  | 611-PENTHOUSE |  | 1
| Taco |  | BB5010 9.9 C5B2JL0 | B12818A
| W840151 |  | PM - Centrifugal Pump, over 1 H.P. | 1 | Year | 2016-05-01
611-CHWP-005 | Chilled Water Pump-5 |  |  | 611-PENTHOUSE |  | 1
| Taco |  | BB5010 9.9 C5B2JL0 | B27333B
| W840151 |  | PM - Centrifugal Pump, over 1 H.P. | 1 | Year | 2016-05-01
612-CHWP-001 | Chilled Water Pump 1 |  |  | 612-PH |  | 1
| Worthington |  | 8LR 13 | Y3982304A Impllr Dia 12 7/8
| W840151 |  | PM - Centrifugal Pump, over 1 H.P. | 1 | Year | 2016-05-01
612-CHWP-002 | Chilled Water Pump 2 |  |  | 612-PH |  | 1
| Worthington |  | 8LR 13 | Y3982300 Impllr Dia 12 7/8
| W840151 |  | PM - Centrifugal Pump, over 1 H.P. | 1 | Year | 2016-05-01
612-CHWP-003 | Chilled Water Pump 3 |  |  | 612-PH |  | 1
| Worthington |  | 8LR 13 | Y398230 Impllr Dia 12 7/8
| W840151 |  | PM - Centrifugal Pump, over 1 H.P. | 1 | Year | 2016-05-01
612-CHWP-004 | Chilled Water Pump 4 |  |  | 612-PH |  | 1
| Worthington |  | 8LR 13 | Y398230B Impllr Dia 12 7/8
| W840151 |  | PM - Centrifugal Pump, over 1 H.P. | 1 | Year | 2016-05-01
612-CHWP-006 | Chill Water Pump, CP6 |  |  | 612-03320.00 |  | 1
Bell & Gossett
612-CHWP-007 | Chill Water Pump, CP7 |  |  | 612-03320.00 |  | 1
Bell & Gossett
629-CHWP-009A | Chilled Water Pump 9A |  |  |  |  | 1
| Bell & Gossett |  | 4AC 6-5/8 BF | 1456347
| W840151 |  | PM - Centrifugal Pump, over 1 H.P. | 1 | Year | 2016-05-01
629-CHWP-009B | Chilled Water Pump 9B |  |  |  |  | 1
| Bell & Gossett |  | 4AC 6-5/8 BF | 1456346
| W840151 |  | PM - Centrifugal Pump, over 1 H.P. | 1 | Year | 2016-05-01
629-CHWP-009C | Chilled Water Pump 9C |  |  |  |  | 1
| Bell & Gossett |  | 3BB 7-7/8 BF | 1457278
| W840151 |  | PM - Centrifugal Pump, over 1 H.P. | 1 | Year | 2016-05-01
629-CHWP-009D | Chilled Water Pump |  |  |  |  | 1
| Bell & Gossett |  | 3BB 7-7/8 BF | 1457279
| W840151 |  | PM - Centrifugal Pump, over 1 H.P. | 1 | Year | 2016-05-01
629-CHWP-010 | Chilled Water Pump 10 |  |  |  |  | 1
| Bell & Gossett |  | 4AC 6-7/8 BF | 1457240
| W840151 |  | PM - Centrifugal Pump, over 1 H.P. | 1 | Year | 2016-05-01
629-CHWP-011** | Chilled Water Pump 11 |  |  |  |  | 1
| Bell & Gossett |  | 4AC 6-7/8 BF | no plate (probably 145724?)
| W840151 |  | PM - Centrifugal Pump, over 1 H.P. | 1 | Year | 2016-05-01
629-CWP-009A | CHILLED WATER PUMP, 3RD FLOOR AREA2 |  |  |  |  | 1
| Century |  | 6-350696-41
629-CWP-009B | CHILLED WATER PUMP, 3RD FOOR AREA 2 |  |  |  |  | 1
| Century |  | 6-358361-01
629-CWP-009C | CHILLED WATER PUMP, 3RD FLOOR AREA 2 |  |  |  |  | 1
| Century |  | 6-358361-01
629-CWP-009D | CHILLED WATER PUMP, 3RD FLOOR AREA 2 |  |  |  |  | 1
| Century |  | 6-358361-01
629-CWP-010 | CHILLED WATER PUMP, 3RD FLOOR AREA 2 |  |  |  |  | 1
| Century |  | 6-358-360-01
629-CWP-011 | CHILLED WATER PUMP |  |  | 629-ROOF |  | 1
| Seimens.. |  | 284 T FRAME
637-CHWP-001 | Chill Water Pump 1 |  |  | 637-6FL MECH |  | 1
Bell & Gossett
637-CHWP-002 | Chill Water Pump 2 |  |  | 637-6FL MECH |  | 1
Bell & Gossett
Total | [5 empty] | 135
Chiller Plant
007-CHLR-PLANT | Chemistry Building Chilled Water |  |  | 007-00000.62 |  | 0
026-CHLR-PLANT | Purdy Library Chilled Water (serves Purdy,Kresge, Fitness Ctr & Reuther Old Wing) |  |  | 026-00016.00 |  | 0
046-CHLR-PLANT | Law Library Building Chilled Water Plant |  |  |  |  | 0
048-CHLR-PLANT | Cohn Building Chilled Water Plant |  |  |  |  | 0
049-CHLR-PLANT | Law School Building Chilled Water Plant |  |  |  |  | 0
062-CHLR-PLANT | A/AB Building Chilled Water Plant (Propylene Glycol) |  |  |  |  | 0
089-CHLR-PLANT | Biological Sciences Building Chilled Water Plant |  |  |  |  | 0
090-CHLR-PLANT1 | Engineering Building OFFICE WING Chiller Plant |  |  |  |  | 0
090-CHLR-PLANT2 | EDC Chiller Plant (serves EDC AHU's, EDC Proc Wtr & Lab Wing AC) |  |  |  |  | 0
155-CHLR-PLANT | Alex Manoogian Hall Building Chilled Water |  |  | 155-00601.00 |  | 0
629-CHLR-PLANT | Elliman Building Chiller Plant |  |  |  |  | 0
Total | [5 empty] | 11
Circulation Pump
064-WBP-001 | A/C CIRCULATING PUMP |  |  | 064-00001.00 |  | 1
02955
067-CHWP-001 | Changover (Hot Water/Chilled Water) Pump |  |  | 067-PH |  | 1
| W840151 |  | PM - Centrifugal Pump, over 1 H.P. | 6 | Month | 2016-05-01
067-HWP-004 | Domestic Hot Water Recirc Pump |  |  | 067-00021.00 |  | 1
| W840151 |  | PM - Centrifugal Pump, over 1 H.P. | 1 | Year | 2015-11-01
067-HWP-005 | Domestic Hot Water Recirc Pump |  |  | 067-00021.00 |  | 1
| W840151 |  | PM - Centrifugal Pump, over 1 H.P. | 1 | Year | 2015-11-01
089-HRP-010 | Air Handling Unit 1 Heat Recovery Pump 10 |  |  | 089-06152.00 |  | 1
| Taco |  | Ul3007 6.2 B2B950601
| W840151 |  | PM - Centrifugal Pump, over 1 H.P. | 6 | Month | 2016-05-01
089-HRP-011 | Air Handling Unit 4 Heat Recovery Pump 11 |  |  | 089-06152.00 |  | 1
| Taco |  | 1611 C2N1 4.6
| W840151 |  | PM - Centrifugal Pump, over 1 H.P. | 6 | Month | 2016-05-01
089-HRP-012 | Air Handling Unit 2 Heat Recovery Pump 12 |  |  | 089-06152.00 |  | 1
| Taco |  | VL3007 6.9 B2C950610 | not on plate
| W840151 |  | PM - Centrifugal Pump, over 1 H.P. | 6 | Month | 2016-05-01
089-HRP-013 | Air Handling Unit 3 Heat Recovery Pump 13 |  |  | 089-06149.00 |  | 1
| Taco |  | VL4007
| W840151 |  | PM - Centrifugal Pump, over 1 H.P. | 6 | Month | 2016-05-01
089-HWP-004 | Perimeter Heat Pump 4 |  |  | 089-06152.00 |  | 1
| W840151 |  | PM - Centrifugal Pump, over 1 H.P. | 1 | Year | 2015-11-01
089-HWP-004S | Perimeter Heat Pump 4S |  |  | 089-06152.00 |  | 1
| W840151 |  | PM - Centrifugal Pump, over 1 H.P. | 1 | Year | 2015-11-01
089-PHP-005 | Air Handling Unit 5 Preheat Pump 5 |  |  | 089-06149.00 |  | 1
| Taco |  | 1600-155
| W840151 |  | PM - Centrifugal Pump, over 1 H.P. | 1 | Year | 2015-11-01
089-PHP-005S | Air Handling Unit 5 Preheat Pump 5S |  |  | 089-06149.00 |  | 1
| W840151 |  | PM - Centrifugal Pump, over 1 H.P. | 1 | Year | 2015-11-01
089-PHP-006 | Air Handling Unit 3 Preheat Pump 6 |  |  | 089-06149.00 |  | 1
| Taco |  | VL4007
| W840151 |  | PM - Centrifugal Pump, over 1 H.P. | 1 | Year | 2015-11-01
089-PHP-006S | Air Handling Unit 3 Preheat Pump 6S |  |  | 089-06149.00 |  | 1
| Taco |  | VL4007
| W840151 |  | PM - Centrifugal Pump, over 1 H.P. | 1 | Year | 2015-11-01
089-PHP-007 | Air Handling Unit 2 - Preheat Pump 7 |  |  | 089-06152.00 |  | 1
| Taco |  | VL4007 6.0 B2C950610
| W840151 |  | PM - Centrifugal Pump, over 1 H.P. | 1 | Year | 2015-11-01
089-PHP-007S | Air Handling Unit 2 - Preheat Pump 7S |  |  | 089-06152.00 |  | 1
| Taco |  | VL4007 6.0 B2C
| W840151 |  | PM - Centrifugal Pump, over 1 H.P. | 1 | Year | 2015-11-01
089-PHP-008 | Air Handling Unit 4 Preheat Pump 8 |  |  | 089-06152.00 |  | 1
| Taco |  | 121 C3N1 4.3
| W840151 |  | PM - Centrifugal Pump, over 1 H.P. | 1 | Year | 2015-11-01
089-PHP-008S | Air Handling Unit 4 Preheat Pump 8S |  |  | 089-06152.00 |  | 1
| Taco |  | 121C3N1 4.3
| W840151 |  | PM - Centrifugal Pump, over 1 H.P. | 1 | Year | 2015-11-01
089-PHP-009 | Air Handling Unit 1 - Preheat Pump 9 |  |  | 089-06152.00 |  | 1
| Taco |  | VL4007 6.2 B2C950614
| W840151 |  | PM - Centrifugal Pump, over 1 H.P. | 1 | Year | 2015-11-01
089-PHP-009S | Air Handling Unit 1 - Preheat Pump 9S |  |  | 089-06152.00 |  | 1
| Taco |  | VL4007
| W840151 |  | PM - Centrifugal Pump, over 1 H.P. | 1 | Year | 2015-11-01
089-PHP-016 | Air Handling Unit 6 Preheat Pump 16 |  |  | 089-06135.00 |  | 1
| Taco |  | 121C2N104.3
| W840151 |  | PM - Centrifugal Pump, over 1 H.P. | 1 | Year | 2015-11-01
089-PHP-016S | Air Handling Unit 6 Preheat Pump 16s |  |  | 089-06135.00 |  | 1
| Taco |  | 121C2N104.3
| W840151 |  | PM - Centrifugal Pump, over 1 H.P. | 1 | Year | 2015-11-01
104-CWP-001 | Closed Loop Circulating Pump 1 |  |  | 104-00145.00 |  | 1
| US Electric Motors |  | T661
| W840151 |  | PM - Centrifugal Pump, over 1 H.P. | 6 | Month | 2016-05-01
104-CWP-002 | Closed Loop Circulating Pump 2 |  |  | 104-00145.00 |  | 1
| US Electric Motors |  | T661
| W840151 |  | PM - Centrifugal Pump, over 1 H.P. | 6 | Month | 2016-05-01
104-HWP-001 | Boiler 1 Circulating Pump |  |  | 104-00145.00 |  | 1
| Taco |  | 0013-BF3
104-HWP-002 | Boiler 2 Circulating Pump |  |  | 104-00145.00 |  | 1
Armstrong
104-HWP-004 | Domestic Hot Water Circulating Pump - East Building |  |  | 104-00145.00 |  | 1
| Taco |  | 0013-BF3
511-CTCP-001 | COOLING TOWER CIRCULATION PUMP 1 |  |  |  |  | 1
603-BCP-001 | BOOSTER CIRCU;ATION PUMP |  |  | 603-BASEMENT |  | 1
Bell & Gossett
603-BCP-002 | BOOSTER CIRCULATING PUMP 2 |  |  | 603-BASEMENT |  | 1
Bell & Gossett
603-BCP-003 | BOOSTER CIRCULATING PUMP 3 |  |  | 603-BASEMENT |  | 1
Bell & Gossett
603-CCP-001 | CONDENSATE CIRCULATION PUMP 1 |  |  | 603-BASEMENT |  | 1
| Marathon Electric |  | AYN56T34D5599D
603-HRP-001 | Glycol Water Pump 1 |  |  | 603-PENTHOUSE |  | 1
| Bell & Gossett |  | 1510-3E | 2233777
| W840151 |  | PM - Centrifugal Pump, over 1 H.P. | 6 | Month | 2016-05-01
603-HRP-002 | Glycol Water Pump 2 |  |  | 603-PENTHOUSE |  | 1
| Bell & Gossett |  | 1510-3E | 1133778
| W840151 |  | PM - Centrifugal Pump, over 1 H.P. | 6 | Month | 2016-05-01
603-HWCP-001 | HOT WATER CIRCULATION PUMP 1 |  |  | 603-BASEMENT |  | 1
Bell & Gossett
603-HWCP-002 | HOT WATER CICULATION PUMP 2 |  |  | 603-BASEMENT |  | 1
Taco
603-HWHP-001 | HOT WATER HEATER CIRCULATION PUMP 1 |  |  | 603-BASEMENT |  | 1
| Taco |  | 007-BF5
603-HWHP-002 | HOT WATER CIRCULATION PUMP 2 |  |  | 603-BASEMENT |  | 1
Taco
603-HWHP-003 | HOT WATER HEATER CIRCULATION PUMP 3 |  |  | 603-PENTHOUSE |  | 1
Bell & Gossett
603-HWHP-004 | HOT WATER CIRCULATION PUMP 4 |  |  | 603-PENTHOUSE |  | 1
Bell & Gossett
603-HWHP-005 | HOT WATER CIRCULATION PUMP 5 |  |  | 603-PENTHOUSE |  | 1
Bell & Gossett
603-OCP-001 | OSMOSIS CIRCULATION PUMP 1 |  |  | 603-PENTHOUSE |  | 1
Baldor
603-OCP-002 | OSMOSIS CIRCULATION PUMP |  |  | 603-PENTHOUSE |  | 1
603-OCP-003 | OSMOSIS CIRCULATION PUMP 3 |  |  | 603-PENTHOUSE |  | 1
1313480103
603-PCW-001 | Process Cooling Water Pump 1 |  |  | 603-PENTHOUSE |  | 1
| Bell & Gossett |  | 1510 - 2 1/2 BB | 2234475
| W840151 |  | PM - Centrifugal Pump, over 1 H.P. | 6 | Month | 2016-05-01
603-PCW-002 | Process Cooling Water Pump 2 |  |  | 603-PENTHOUSE |  | 1
| Bell & Gossett |  | 1510 - 2 1/2 BB | 2234476
| W840151 |  | PM - Centrifugal Pump, over 1 H.P. | 6 | Month | 2016-05-01
603-PWP-001 | COOLING TOWER CIRCULATION PUMP 1 |  |  | 603-PENTHOUSE |  | 1
| Bell & Gossett |  | 6VA215TTDH4026ANX
603-PWP-002 | COOLING TOWER CIRCULATION PUMP 2 |  |  | 603-PENTHOUSE |  | 1
| Bell & Gossett |  | 6VA215TTDH4026ANX
Total | [5 empty] | 48
Coil
046-BC-001 | Booster Coils (Located through building) |  |  |  |  | 0
046-FTR-001 | Perimeter Finned Tube Radiation (Located through building) |  |  |  |  | 0
048-AHU-001-CC | Air Handling Unit 1-Cooling Coil |  |  | 048-4TH FLOOR |  | 0
048-AHU-001-HC | Air Handling Unit 1-Steam Heating Coil |  |  | 048-4TH FLOOR |  | 0
048-AHU-002-CC | Air Handling Unit 2-Cooling Coil |  |  | 048-4TH FLOOR |  | 0
048-AHU-002-HC | Air Handling Unit 2-Steam Heating Coil |  |  | 048-4TH FLOOR |  | 0
048-AHU-003-HC | Air Handling Unit 3-Steam Heating Coil |  |  | 048-4TH FLOOR |  | 0
048-SF-003-HC | Stairwell Supply Fan #3 Hot Water Heating Coil |  |  | 048-00087.08 |  | 0
048-SF-004-HC | Stairwell Supply Fan #4 Hot Water Heating Coil |  |  | 048-00087.06 |  | 0
049-AHU-001-CC | Air Handling Unit 1 Cooling Coil |  |  | 049-03133.00 |  | 0
| Trane. |  | MCCA066BBJ0C0FA | K00A04034
049-AHU-001-HC | Air Handling Unit 1 Hot Water Heating Coil |  |  | 049-03133.00 |  | 0
| Trane. |  |  | K00A04032
049-AHU-002-CC | Air Handling Unit 2 Cooling Coil |  |  | 049-03133.00 |  | 0
| Trane. |  | MCCA066BBBJ0C0FA | K00A04354
049-AHU-002-HC | Air Handling Unit 2 Hot Water Heating Coil |  |  | 049-03133.00 |  | 0
| Trane. |  | MCCA066BAJ0C0DA | K00A04352
049-AHU-003-CC | Air Handling Unit 3 Cooling Coil |  |  | 049-03133.00 |  | 0
| Trane. |  | MCCA017BDJ0C0EA | K00A04013
049-AHU-003-HC | Air Handling Unit 3 Hot Water Heating Coil |  |  | 049-03133.00 |  | 0
| Trane. |  | MCCA017BAJ0C0CA | K00A04011
049-AHU-004-CC | Air Handling Unit 4 Cooling Coil |  |  | 049-03133.00 |  | 0
| Trane. |  | MCCA014BBJ0C0EA | K00A04028
049-AHU-004-HC | Air Handling Unit 4 Hot Water Heating Coil |  |  | 049-03133.00 |  | 0
| Trane. |  | MCCA014BAJ0C0CA | K00A04026
049-AHU-005-CC | Air Handling Unit 5 Cooling Coil |  |  | 049-03284.00 |  | 0
Trane.
049-AHU-005-HC | Air Handling Unit 5 Hot Water Heating Coil |  |  | 049-03284.00 |  | 0
Trane.
090-AHU-001-CC | Office Wing Air Handling Unit 1 Cooling Coil |  |  | 090-04116.00 |  | 0
McQuay
090-AHU-001-HC | Office Wing Air Handling Unit 1 Hot Water Heating Coil |  |  | 090-04116.00 |  | 0
McQuay
090-AHU-002-CC | Office Wing Air Handling Unit 2 Cooling Coil |  |  | 090-04116.00 |  | 0
McQuay
090-AHU-002-HC | Office Wing Air Handling Unit 2 Hot Water Heating Coil |  |  | 090-04116.00 |  | 0
McQuay
090-AHU-003-CC | Office Wing Air Handling Unit 3 Cooling Coil |  |  | 090-04116.00 |  | 0
McQuay
090-AHU-003-HC | Office Wing Air Handling Unit 3 Hot Water Heating Coil |  |  | 090-04116.00 |  | 0
McQuay
090-HVU-001-PHC | H&V #4 Steam Preheat Coil |  |  | 090-E PH |  | 0
American Blower
090-HVU-001-RHC | H&V #1 Steam Reheat Coil |  |  | 090-E PH |  | 0
American Blower
090-HVU-002-PHC | H&V #2 Steam Preheat Coil |  |  | 090-E PH |  | 0
American Blower
090-HVU-002-RHC | H&V #2 Steam Reheat Coil |  |  | 090-E PH |  | 0
American Blower
090-HVU-003-PHC | H&V #3 Steam Preheat Coil |  |  | 090-E PH |  | 0
American Blower
090-HVU-003-RHC | H&V #3 Steam Reheat Coil |  |  | 090-E PH |  | 0
American Blower
090-HVU-004-PHC | H&V #4 Steam Preheat Coil |  |  | 090-E PH |  | 0
American Blower
090-HVU-004-RHC | H&V #4 Steam Reheat Coil |  |  | 090-E PH |  | 0
American Blower
090-MAU-541-CC | EDC Cleanroom Make Up Air Handling Unit Chilled Water Coil |  |  | 090-04501.00 |  | 0
090-MAU-541-PHC | EDC Cleanroom Make Up Air Handling Unit Hot Water Preheat Coil |  |  | 090-04501.00 |  | 0
090-MAU-541-RHC | EDC Cleanroom Make Up Air Handling Unit Hot Water REHEAT Coil |  |  | 090-04501.00 |  | 0
090-RAF-541-CC | EDC Return Fan System #1 Cooling Coil (serves 3rd flr Cleanroom) |  |  | 090-04501.00 |  | 0
090-RAF-542-CC | EDC Return Fan System #2 Cooling Coil (serves 3rd flr Cleanroom) |  |  | 090-04501.00 |  | 0
Total | [5 empty] | 38
Cold Room
050-WIB-001 | Walk In Box (Water Cooled) |  |  | 050-00417.00 |  | 1
FBWM-005-lav
089-CR-001 | 2nd Flr Cold Room #1 |  |  | 089-02168.00
089-CR-002 | 2nd Floor Cold Room #2 |  |  | 089-02151.00
089-CR-003 | 3rd Floor Cold Room |  |  | 089-03177.00
089-CR-004 | 4th Cold Room #1 |  |  | 089-04168.00
089-CR-005 | 4th Floor Cold Room #2 |  |  | 089-04130.00
089-CR-006 | 5th Flpoor Cold Room |  |  | 089-05167.00
Total | [5 empty] | 7
Condensate Return Pump
001-CRP-001 | Condensate Return Pump CR1 (2 Pumps) |  |  | 001-00021.00 |  | 1
| Bell & Gossett |  | 91.5CC | ODF938-1 222529
| W837103 |  | PM - Condensate Return Pump | 1 | Year | 2015-11-01
001-CRP-002 | Condensate Return Pump CR2 (2 Pumps) |  |  | 001-SUB D |  | 1
| Bell & Gossett |  | 91.5CC | ODF938-3 222529
| W837103 |  | PM - Condensate Return Pump | 1 | Year | 2015-11-01
001-CRP-003 | Condensate Return Pump CR3 (2 Pumps) |  |  | 001-SUB B |  | 1
| Bell & Gossett |  | 91.5CC | ODF938-2 222529
| W837103 |  | PM - Condensate Return Pump | 1 | Year | 2015-11-01
001-CRP-004 | Condensate Return Pump CR4 (2 Pumps) |  |  | 001-00223.00 |  | 1
| Bell & Gossett |  | 221.5CC | ODH128 226587
| W837103 |  | PM - Condensate Return Pump | 1 | Year | 2015-11-01
003-CRP-001 | Condensate Return Pump 1 |  |  | 003-00027.00 |  | 1
| W840151 |  | PM - Centrifugal Pump, over 1 H.P. | 1 | Year | 2015-11-01
003-CRP-002 | Condensate Return Pump 2 |  |  | 003-00027.00 |  | 1
| W840151 |  | PM - Centrifugal Pump, over 1 H.P. | 1 | Year | 2015-11-01
005-CRP-001 | Condensate Return Pump 1 |  |  | 005-00002.00 |  | 1
| W840151 |  | PM - Centrifugal Pump, over 1 H.P. | 1 | Year | 2015-11-01
005-CRP-002 | Condensate Return Pump 2 |  |  | 005-00002.00 |  | 1
| W840151 |  | PM - Centrifugal Pump, over 1 H.P. | 1 | Year | 2015-11-01
005-CRP-003 | Condensate Return Pump 3 |  |  | 005-00028.00 |  | 1
| W840151 |  | PM - Centrifugal Pump, over 1 H.P. | 1 | Year | 2015-11-01
005-CRP-004 | Condensate Return Pump 4 |  |  | 005-00028.00 |  | 1
| W840151 |  | PM - Centrifugal Pump, over 1 H.P. | 1 | Year | 2015-11-01
005-CRP-005 | Condensate Return Pump 5 |  |  | 005-00022.00 |  | 1
| Bell & Gossett |  | 75CB60-20 | QE3868-SA0650396-002 2
| W840151 |  | PM - Centrifugal Pump, over 1 H.P. | 1 | Year | 2015-11-01
006-CRP-001 | Condensate Return Pump 1 |  |  | 006-00004.00 |  | 1
| Bell & Gossett |  | 1510-1 25AC-6 625BF | RLD# RLD17696H0D
| W840151 |  | PM - Centrifugal Pump, over 1 H.P. | 1 | Year | 2015-11-01
006-CRP-002 | Condensate Return Pump 2 |  |  | 006-00004.00 |  | 1
| Bell & Gossett |  | 1510-1 25AC-6 625BF | RLD17695H00
| W840151 |  | PM - Centrifugal Pump, over 1 H.P. | 1 | Year | 2015-11-01
006-CRP-003 | Condensate Return Pump 3 |  |  | 006-00004.00 |  | 1
| Bell & Gossett |  | 75CB60-20 | QE3868-SA0650396-002 1
| W840151 |  | PM - Centrifugal Pump, over 1 H.P. | 1 | Year | 2015-11-01
007-CRP-001A | New Condensate Return Pump 1 (Big Reciever) |  |  | 007-SB47 |  | 1
007-CRP-002A | New Condensate Return Pump 2 (Big Reciever) |  |  | 007-SB47 |  | 1
007-CRP-003A | New Condensate Return Pump 3 (Little Reciever) |  |  | 007-SB47 |  | 1
007-CRP-004A | New Condensate Return Pump 4 (Little Reciever) |  |  | 007-SB47 |  | 1
016-CRP-001 | Condensate Return Pump 1 |  |  | 016-00015.00 |  | 1
| W837103 |  | PM - Condensate Return Pump | 1 | Year | 2015-11-01
016-CRP-002 | Condensate Return Pump 2 |  |  | 016-00015.00 |  | 1
| W837103 |  | PM - Condensate Return Pump | 1 | Year | 2015-11-01
022-CRP-001 | Condensate Return Pump 1 |  |  | 022-BSMNT 16 |  | 1
Weil Pump Co.
| W837103 |  | PM - Condensate Return Pump | 1 | Year | 2015-11-01
022-CRP-002 | Condensate Return Pump 2 |  |  | 022-BSMNT 16 |  | 1
Weil Pump Co.
| W837103 |  | PM - Condensate Return Pump | 1 | Year | 2015-11-01
027-CRP-001 | Condensate Return Pumps (2 Pumps) |  |  | 027-00011.00 |  | 1
Bell & Gossett
| W837103 |  | PM - Condensate Return Pump | 1 | Year | 2016-09-19
027-CRP-002 | Condensate Return Pumps (2 Pumps, Office Area) |  |  | 027-00011.00 |  | 1
| Bell & Gossett |  | 122CS | QDJ243
| W837103 |  | PM - Condensate Return Pump | 1 | Year | 2016-09-19
038-CRP-001 | Condensate Return Pumps (2 Pumps) |  |  | 038-00010.00 |  | 1
042-CRP-001 | Condensate Return Pump 1 |  |  | 042-00032.00 |  | 1
042-CRP-002 | Condensate Return Pump 2 |  |  | 042-00032.00 |  | 1
043-CRS-002 | CONDENSATE RETURN PUMP 2 |  |  | 043-BASEMENT |  | 1
| Bell & Gossett |  | 36CB22-50 | QDX182-SA0480372-00
| W837103 |  | PM - Condensate Return Pump | 1 | Year | 2016-09-19
046-CRP-002 | Condensate Return Pump (0316) |  |  | 046-00316.00 |  | 1
| Webster Electric Co. |  | 54503 PC-6 | Order No. 114837
| W837103 |  | PM - Condensate Return Pump | 1 | Year | 2016-09-19
060-CRP-001 | Condensate Pump |  |  | 060-TUNNEL |  | 1
065-CRP-001 | CONDENSATE RETURN PUMP 1 |  |  | 065-00124.00 |  | 1
065-CRP-002 | CONDENSATE RETURN PUMP 2 |  |  | 065-00124.00 |  | 1
066-CRP-001 | Condensate Return Pump 1 |  |  | 066-00026.00 |  | 1
| W840151 |  | PM - Centrifugal Pump, over 1 H.P. | 1 | Year | 2015-11-01
066-CRP-002 | Condesate Return Pump 2 |  |  | 066-00403.00 |  | 1
| W840151 |  | PM - Centrifugal Pump, over 1 H.P. | 1 | Year | 2015-11-01
067-CRP-001 | Condensate Return Pump |  |  | 067-00021.00 |  | 1
| W840151 |  | PM - Centrifugal Pump, over 1 H.P. | 1 | Year | 2015-11-01
071-CRP-001 | Condensate Return Pumps (2 Pumps) |  |  | 071-BASEMENT |  | 1
| Skidmore |  | Type VES-301.5 | 124712
| W840151 |  | PM - Centrifugal Pump, over 1 H.P. | 1 | Year | 2015-11-01
071-CRS-002 | CONDENSATE RETURN PUMP 2 |  |  | 071-BASEMENT |  | 1
| Skidmore |  | VES-301.5 | 124712
089-CRP-001 | Condensate Return Pump 1 |  |  | 089-00180.00 |  | 1
| Shipco |  | 66DCD | 2281
| W840151 |  | PM - Centrifugal Pump, over 1 H.P. | 1 | Year | 2015-11-01
089-CRP-002 | Condensate Return Pump 2 |  |  | 089-00180.00 |  | 1
|  |  | 66DCD | 2281
| W840151 |  | PM - Centrifugal Pump, over 1 H.P. | 1 | Year | 2015-11-01
090-CRP-001 | Condensate Return Pump 1 |  |  | 090-00346.00 |  | 1
| W837103 |  | PM - Condensate Return Pump | 1 | Year | 2016-09-19
090-CRP-002 | Condensate Return Pump 2 |  |  | 090-00346.00 |  | 1
| W837103 |  | PM - Condensate Return Pump | 1 | Year | 2016-09-19
090-CRP-003 | Condensate Return Pump 3 |  |  | 090-00346.00 |  | 1
| W837103 |  | PM - Condensate Return Pump | 1 | Year | 2016-09-19
090-CRP-004 | Condensate Return Pump 4 |  |  | 090-00346.00 |  | 1
| W837103 |  | PM - Condensate Return Pump | 1 | Year | 2016-09-19
090-CRP-005 | Condensate Return Pump 5 |  |  | 090-00401.00 |  | 1
| W837103 |  | PM - Condensate Return Pump | 1 | Year | 2016-09-19
090-CRP-006 | Condensate Return Pump 6 |  |  | 090-00401.00 |  | 1
| W837103 |  | PM - Condensate Return Pump | 1 | Year | 2016-09-19
090-CRP-007 | Condensate Return Pump 7 |  |  | 090-00310.00 |  | 1
| W837103 |  | PM - Condensate Return Pump | 1 | Year | 2016-09-19
090-CRP-008 | Condensate Return Pump 8 |  |  | 090-00310.00 |  | 1
| W837103 |  | PM - Condensate Return Pump | 1 | Year | 2016-09-19
134-CRP-001 | Condensate Return Pump 1 |  |  | 134-STORAGE |  | 1
134-CRP-002 | Condensate Return Pump 2 |  |  | 134-STORAGE |  | 1
134-CRP-003 | Condensate Return Pump 3 |  |  | 134-PENTHOUSE |  | 1
134-CRP-004 | Condensate Return Pump 4 |  |  | 134-PENTHOUSE |  | 1
136-CRP-001 | Condensate Pump 1 |  |  | 136-00018.00 |  | 1
| AO Smith |  | P48LZEB7 | 8J03
136-CRP-002 | Condensate Pump 2 |  |  | 136-00018.00 |  | 1
| AO Smith |  | P48LZEB7 | 7A95
141-CRP-00A | Vent Rite Condensate Return Pump A |  |  | 141-STEAM RM |  | 1
| Vent Rite |  | 54766N
| W837103 |  | PM - Condensate Return Pump | 1 | Year | 2016-09-19
141-CRP-00B | Vent Rite Condensate Return Pump b |  |  | 141-STEAM RM |  | 1
| Vent Rite |  | 54766N
| W837103 |  | PM - Condensate Return Pump | 1 | Year | 2016-09-19
166-CRS-001 | Boiler Condensate Return Tank |  |  | 166-01074.00
|  |  | 120CB30-30 | Q64115-A0657112-001
169-CRS-001 | Condensate Return Pump 1 |  |  | 169-00330.00 |  | 1
| Bell & Gossett |  | 36CB9-25 | Q64116-5A0657112-002
193-CRP-001 | Condensate Return Pump |  |  | 193-BOILER RM |  | 1
| Grundfos |  | 820 | F1188
| W837103 |  | PM - Condensate Return Pump | 1 | Year | 2016-09-19
193-CRP-002 | Condensate Return Pump |  |  | 193-BOILER RM |  | 1
| Grundfos |  | A96126731-P10603306 | CR10-02-A-GJAEH00E
| W837103 |  | PM - Condensate Return Pump | 1 | Year | 2016-09-19
193-CRP-003 | Condensate Return Pump |  |  | 193-00121.00 |  | 1
Aurora
| W837103 |  | PM - Condensate Return Pump | 1 | Year | 2016-09-19
193-CRP-004 | Condensate Return Pump |  |  | 193-00121.00 |  | 1
| W837103 |  | PM - Condensate Return Pump | 1 | Year | 2016-09-19
474-CRP-001 | Condensate Return Pump 410 |  |  | 474-00057.00 |  | 1
B667501
| W837103 |  | PM - Condensate Return Pump | 1 | Year | 2010-06-14
474-CRP-002 | Condensate Return Pump 411 |  |  | 474-00057.00 |  | 1
B667501
| W837103 |  | PM - Condensate Return Pump | 1 | Year | 2010-06-14
474-CRP-410 | CONDENSATE RETURN PUMP 410 |  |  | 474-ROMM 057 |  | 1
474-CRP-411 | CONDENSATE RETURN PUMP 411 |  |  | 474-ROMM 057 |  | 1
507-CRP-001 | Condensate Return Pump 1 |  |  | 507-00163.00 |  | 1
| W840151 |  | PM - Centrifugal Pump, over 1 H.P. | 1 | Year | 2015-11-01
507-CRP-002 | Condensate Return Pump 2 |  |  | 507-00163.00 |  | 1
| W840151 |  | PM - Centrifugal Pump, over 1 H.P. | 1 | Year | 2015-11-01
603-CRP-001 | Condensate Pump 1 |  |  | 603-04115.00 |  | 1
no label
| W837103 |  | PM - Condensate Return Pump | 1 | Year | 2015-11-01
603-CRP-002 | Condensate Pump 2 |  |  | 603-04115.00 |  | 1
no label
| W837103 |  | PM - Condensate Return Pump | 1 | Year | 2015-11-01
611-CRP-001 | Condensate Return Pump-1 |  |  | 611-00011.00 |  | 1
| Shipco |  | 151 DS | 1532
| W837103 |  | PM - Condensate Return Pump | 1 | Year | 2015-11-01
611-CRP-002 | Condensate Return Pump-2 |  |  | 611-00011.00 |  | 1
| Shipco |  | 151 DS | 1532
| W837103 |  | PM - Condensate Return Pump | 1 | Year | 2015-11-01
612-CRP-001 | Condensate Return Pump 1 |  |  | 612-00100.00 |  | 1
| Shipco |  | 129-P | 2428
| W837103 |  | PM - Condensate Return Pump | 1 | Year | 2015-11-01
612-CRP-002 | Condensate Return Pump 2 |  |  | 612-00100.00 |  | 1
| Shipco |  | CES-134-75 | 1533
| W837103 |  | PM - Condensate Return Pump | 1 | Year | 2015-11-01
612-CRP-003A | Condensate Return Pump 3A |  |  | 612-00100.00 |  | 1
| E.C. SCHLEYER PUMP CO. |  | 4511-4S | 3-417
| W837103 |  | PM - Condensate Return Pump | 1 | Year | 2015-11-01
612-CRP-003B | Condensate Return Pump 3B |  |  | 612-00100.00 |  | 1
| E.C. SCHLEYER PUMP CO. |  | 4511-4S | 3-416
612-CRP-004 | Condensate Return Pumps, AHU 3 |  |  | 612-00346.00 |  | 1
612-CRP-005 | Condensate Return Pumps, AHU 14 |  |  | 612-00341.00 |  | 1
629-CRP-001 | Condensate Return Pump 1 |  |  |  |  | 1
| National Steam |  | J25-672 | 8814901-A
| W837103 |  | PM - Condensate Return Pump | 1 | Year | 2015-11-01
629-CRP-003 | Hot Water Pump 3 |  |  |  |  | 1
inaccessible
| W840151 |  | PM - Centrifugal Pump, over 1 H.P. | 1 | Year | 2015-11-01
637-CRS-001 | CONDENSATE PUMP, BASEMENT |  |  | 637-SEC#2105 |  | 1
Total | [5 empty] | 80
Condensate Return System
016-CRS-001 | Condensate Return System 1 |  |  | 016-00024.00 |  | 1
| Bell & Gossett |  | 221-5CC DOMESTIC | RLD 16307A99
| W837103 |  | PM - Condensate Return Pump | 1 | Year | 2015-11-01
016-CRS-002 | Condensate Return System 2 |  |  | 016-00024.00 |  | 1
| Aurora |  | 88977BF
| W837103 |  | PM - Condensate Return Pump | 1 | Year | 2015-11-01
022-CRS-001 | Condensate Return System 1 |  |  | 022-BSMNT 16 |  | 1
022-CRS-002 | Condensate Return System 2 (Return Tank) |  |  | 022-BSMNT 16 |  | 1
026-CRS-001 | Condensate Return System 1 |  |  | 026-00016.00 |  | 1
Bell & Gossett
027-CRS-001 | Condensate Return Tank (2 Pumps) |  |  | 027-00011.00 |  | 1
Bell & Gossett
| W837103 |  | PM - Condensate Return Pump | 1 | Year | 2016-09-19
027-CRS-002 | Condensate Return Tank (2 Pumps, Office Area) |  |  | 027-00011.00 |  | 1
Bell & Gossett
| W837103 |  | PM - Condensate Return Pump | 1 | Year | 2016-09-19
039-CRS-001 | Condensate Return System (2 Pumps) |  |  | 039-00023.00 |  | 1
039-CRS-002 | Condensate Flash Tank |  |  | 039-00023.00 |  | 1
040-CRS-001 | Condensate Tank (2 Pumps) |  |  | 040-00047.00 |  | 1
| Skidmore |  | Type VES-202 | 121419
042-CRS-001 | Condensate Tank (2 Pumps) |  |  | 042-00032.00 |  | 1
043-CRS-001 | Condensate Return System (2 Pumps) |  |  | 043-BASEMENT |  | 1
| Bell & Gossett |  | 36CB22-50 | QDX182-SA0480372-001 1
| W837103 |  | PM - Condensate Return Pump | 1 | Year | 2016-09-19
046-CRS-001 | Condensate Receiver (Law Library/Classroom Hot Water Heating) |  |  | 046-00410.00 |  | 1
|  |  | 75CB37-60 | QE4113-5A0657111-001
| W837103 |  | PM - Condensate Return Pump | 1 | Year | 2016-09-19
046-CRS-002 | Condensate Receiver (Law School Bldg Hot Water Heating) |  |  | 046-00410.00 |  | 1
|  |  | 52CB22-20 | 087428-FAS2663800-0
| W837103 |  | PM - Condensate Return Pump | 1 | Year | 2016-09-19
070-CRS-001* | Condensate Return Tank/Feed Pump |  |  | 070-BASEMENT |  | 1
| W837103 |  | PM - Condensate Return Pump | 1 | Year | 2015-11-01
070-CRS-002* | Condensate Return Tank/Transfer Pump |  |  | 070-BASEMENT |  | 1
| W837103 |  | PM - Condensate Return Pump | 1 | Year | 2015-11-01
071-CRS-001 | Condensate Return Tank w/2 Pumps |  |  | 071-BASEMENT |  | 1
| Skidmore |  | Type VES-301.5 | 124712
090-CRP-541 | EDC - Condensate Return System Duplex Pump Package |  |  | 090-04505.00 |  | 1
| Skidmore |  | 45GALREG | 164931-R1
| W837103 |  | PM - Condensate Return Pump | 1 | Year | 2016-09-19
134-CRS-001 | Condensate Return Tanks for Chatsworth Boiler |  |  | 134-STORAGE |  | 1
| W837103 |  | PM - Condensate Return Pump | 6 | Month | 2016-07-01
134-CRS-002 | Condensate Return System |  |  | 134-PENTHOUSE |  | 1
| ITT AC PUMP |  | 303CC | QDW861-SA0473062-001
| W837103 |  | PM - Condensate Return Pump | 6 | Month | 2016-07-01
136-CRS-001 | Combination Condensate Return Tank/Vacuum System |  |  | 136-00018.00 |  | 1
136-CRS-002 | Condensate Return Tank w/ 3 Transfer Pumps |  |  | 136-00010.00 |  | 1
136-VPS-001 | Vacuum Pump 1 |  |  | 136-00010.00 |  | 1
| Baldor |  | VM3613 | F0405060498
| W837103 |  | PM - Condensate Return Pump | 1 | Year | 2016-08-20
141-CRS-001 | Vent-Rite Condensate Return System |  |  | 141-STEAM RM |  | 1
| W990005 |  | PM - Condensate Return System **Needs Task Sheet** | 1 | Year | 2016-09-01
141-CRS-002 | Hofman Watchman Condensate Return System |  |  | 141-STEAM RM |  | 1
| Bell & Gossett |  | WCD-12-20 | 160032 GOO
| W990005 |  | PM - Condensate Return System **Needs Task Sheet** | 1 | Year | 2016-09-01
155-CRS-001 | Main Condensate Surge Tank |  |  | 155-00601.00 |  | 1
| Cleaver Brooks |  | SR64502D | R69898
| W990005 |  | PM - Condensate Return System **Needs Task Sheet** | 6 | Month | 2016-09-01
155-CRS-002 | Duplex Condensate Receiver (Hot Water Heating) |  |  | 155-BSMNT 1 |  | 1
| W990005 |  | PM - Condensate Return System **Needs Task Sheet** | 6 | Month | 2016-09-01
155-CRS-003 | Condensate Receiver |  |  | 155-00601.00 |  | 1
| W990005 |  | PM - Condensate Return System **Needs Task Sheet** | 6 | Month | 2016-09-01
155-CRS-004 | Condensate Cooler |  |  | 155-00601.00 |  | 1
155-CRS-005 | Condensate Receiver (Return/Supply 5) |  |  | 155-00097.00 |  | 1
|  |  | 323 BF | 00-148171-2
| W990005 |  | PM - Condensate Return System **Needs Task Sheet** | 6 | Month | 2016-09-01
167-CRS-001 | Condensate Reciever |  |  | 167-01012.00
|  |  | 36CB925 | Q64116SA0657112002
193-CRS-001 | Condensate Return Tank |  |  | 193-BOILER RM |  | 1
Cleaver-Brooks
193-CRS-002 | Condensate Return Tank |  |  | 193-00121.00 |  | 1
499-CRS-001 | Condensate Return System 1 (East) |  |  | 499-00022.00 |  | 1
499-CRS-002 | Condensate Return System 2 (East) |  |  | 499-00022.00 |  | 1
499-CRS-003 | Condensate Return System 1 (West) |  |  | 499-00022.00 |  | 1
499-CRS-004 | Condensate Return System 2 (West) |  |  | 499-00022.00 |  | 1
Total | [5 empty] | 37
Condensate Tempering Tank
001-CTT-001 | Condensate Tempering Tank CCS1 (AHU 1 & 2) |  |  | 001-00021.00 |  | 1
| Bell & Gossett |  |  | 46563
001-CTT-002 | Condensate Tempering Tank CCS1 (OAHU 2) |  |  | 001-SUB B |  | 1
| Bell & Gossett |  |  | 46565
001-CTT-003 | Condensate Tempering Tank (Main Steam Line) |  |  | 001-SUB B |  | 1
|  |  | (No Data Plate) | (No Data Plate)
001-CTT-004 | Condensate Tempering Tank CCS 1 (Absorber) |  |  | 001-SUB B |  | 1
| Bell & Gossett |  |  | 46564
038-CTT-001 | Condensate Tempering Tank |  |  | 038-00010.00 |  | 1
Total | [5 empty] | 5
Condenser
089-COT-003 | Evaporative Cooler #1 |  |  | 089-Roof
No Name Plate
089-COT-004 | Evaporative Cooler #2 |  |  | 089-Roof
No Name Plate Data
089-COT-005 | Evaporative Cooler #3 |  |  | 089-Roof
No Name Plate Data
089-COT-006 | Evaporative cooler #4 |  |  | 089-Roof
No Name Plate Data
Total | [5 empty] | 4
Condenser Water Pump
001-CWP-010 | Condenser Water Pump P-10 |  |  | 001-SUB B |  | 1
| Bell & Gossett |  | 150 | 7-01332-03-3
| W840151 |  | PM - Centrifugal Pump, over 1 H.P. | 1 | Year | 2015-11-01
001-CWP-011 | Condenser Water Pump P-11 |  |  | 001-SUB B |  | 1
| Bell & Gossett |  | 150 | 7-01332-03-1
| W840151 |  | PM - Centrifugal Pump, over 1 H.P. | 1 | Year | 2015-11-01
001-CWP-012 | Condenser Water Pump P-12 |  |  | 001-SUB B |  | 1
| Bell & Gossett |  | 150 | 7-01332-03-2
| W840151 |  | PM - Centrifugal Pump, over 1 H.P. | 1 | Year | 2015-11-01
003-CWP-003 | Condenser Water Pump 3 |  |  | 003-00027.00 |  | 1
| Armstrong |  | BX6X10 | 457052
| W840151 |  | PM - Centrifugal Pump, over 1 H.P. | 1 | Year | 2016-05-01
003-CWP-004 | Condenser Water Pump 4 |  |  | 003-00027.00 |  | 1
| Armstrong |  | BX6X10 | 427053
| W840151 |  | PM - Centrifugal Pump, over 1 H.P. | 1 | Year | 2016-05-01
005-CWP-001 | Science Hall Condenser Water Pump 1 |  |  | 005-CHEM SB47 |  | 1
| Taco |  | TA1530 12.0 b2n1BILO
| W840151 |  | PM - Centrifugal Pump, over 1 H.P. | 1 | Year | 2016-05-01
005-CWP-002 | Science Hall Condenser Water Pump 2 |  |  | 005-CHEM SB47 |  | 1
| Taco |  | TA1530 12.0 b2n1BILO
| W840151 |  | PM - Centrifugal Pump, over 1 H.P. | 1 | Year | 2016-05-01
006-CWP-004 | Condenser Water Pump 4 |  |  | 006-00004.00 |  | 1
| Taco |  | TA1230B2 10.2 M1A1LO
| W840151 |  | PM - Centrifugal Pump, over 1 H.P. | 1 | Year | 2016-05-01
006-CWP-005 | Condenser Water Pump 5 |  |  | 006-00004.00 |  | 1
| Taco |  | TA1230B2 10.2 M1A1LO
| W840151 |  | PM - Centrifugal Pump, over 1 H.P. | 1 | Year | 2016-05-01
022-CWP-001 | Condenser Water Pump 1 |  |  | 022-BSMNT 16 |  | 1
| Taco |  | TA1538B2P1B2LO | 65495
| W840151 |  | PM - Centrifugal Pump, over 1 H.P. | 1 | Year | 2016-05-01
022-CWP-002 | Condenser Water Pump 2 |  |  | 022-BSMNT 16 |  | 1
| Taco |  | TA1538B2P1B2L0 | (Numbers Painted Over)
| W840151 |  | PM - Centrifugal Pump, over 1 H.P. | 1 | Year | 2016-05-01
026-CWP-001 | Cooling Tower Make Up Pump |  |  | 026-00016.00 |  | 1
| W840151 |  | PM - Centrifugal Pump, over 1 H.P. | 1 | Year | 2016-05-01
026-CWP-010 | Condenser Water Pump 10 |  |  | 026-00016.00 |  | 1
| RL Deppmann |  | VSC6X6X93/4B | RLD13036
| W840151 |  | PM - Centrifugal Pump, over 1 H.P. | 1 | Year | 2016-05-01
026-CWP-011 | Condenser Water Pump 11 |  |  | 026-00016.00 |  | 1
| RL Deppmann |  | VSC6X6X93/4B | RLD13038
| W840151 |  | PM - Centrifugal Pump, over 1 H.P. | 1 | Year | 2016-05-01
026-CWP-012 | Condenser Water Pump 12 |  |  | 026-00016.00 |  | 1
| RL Deppmann |  | VSC6X6X93/4B | RLD13037
| W840151 |  | PM - Centrifugal Pump, over 1 H.P. | 1 | Year | 2016-05-01
026-CWP-013 | Condenser Water Pump 13 |  |  | 026-00016.00 |  | 1
| RL Deppmann |  | 5X5X93/4B | 2092221
| W840151 |  | PM - Centrifugal Pump, over 1 H.P. | 1 | Year | 2016-05-01
026-CWP-014 | Condenser Water Pump 14 (For Chiller 4) |  |  |  |  | 1
VSC 6 X 6
026-CWP-015 | Condenser Water Pump 15 (For Chiller 4) |  |  |  |  | 1
VSC 6 X 6
034-CWP-001 | Condenser Water Pump #1 |  |  | 034-401 |  | 1
| Aurora |  |  | 966-10734-1
| W840151 |  | PM - Centrifugal Pump, over 1 H.P. | 1 | Year | 2016-03-15
034-CWP-002 | Condenser Water Pump #2 |  |  | 034-401 |  | 1
| Aurora |  |  | 966-1734-2
| W840151 |  | PM - Centrifugal Pump, over 1 H.P. | 1 | Year | 2016-03-15
039-CWP-001 | Condenser Water Pump 1 |  |  | 039-00025.00 |  | 1
| RL Deppmann |  | VSC 11-3/4 BF LHR | 1433268
| W840151 |  | PM - Centrifugal Pump, over 1 H.P. | 1 | Year | 2016-03-15
039-CWP-002 | Condenser Water Pump 2 |  |  | 039-00025.00 |  | 1
| RL Deppmann |  | VSC 11-3/4 BF LHR | 1433269
| W840151 |  | PM - Centrifugal Pump, over 1 H.P. | 1 | Year | 2016-03-15
046-CWP-001 | Condenser Water Pump 1 |  |  | 046-00410.00 |  | 1
| Bell & Gossett |  | VSC 8 3/4 BF LHR | (Label Missing)
| W840151 |  | PM - Centrifugal Pump, over 1 H.P. | 1 | Year | 2014-04-01
046-CWP-002 | Condenser Water Pump 2 |  |  | 046-00410.00 |  | 1
| Bell & Gossett |  | VSC 8 3/4 BF LHR | 1618908
| W840151 |  | PM - Centrifugal Pump, over 1 H.P. | 1 | Year | 2014-04-01
048-CWP-003 | Condenser Water Pump 3 |  |  | 048-4TH FLOOR |  | 1
| Bell & Gossett |  | 58C 8 3/4 BF | 1453253
| W840151 |  | PM - Centrifugal Pump, over 1 H.P. | 1 | Year | 2014-04-01
048-CWP-004 | Condenser Water Pump 4 |  |  | 048-4TH FLOOR |  | 1
| Bell & Gossett |  | 58C 8 3/4 BF | 1453252
| W840151 |  | PM - Centrifugal Pump, over 1 H.P. | 1 | Year | 2014-04-01
049-CWP-001 | Condenser Water Pump 1 |  |  | 049-01140.00 |  | 1
| Bell & Gossett |  | VSC 9.250 BF LHR | 2191377
| W840151 |  | PM - Centrifugal Pump, over 1 H.P. | 1 | Year | 2014-04-01
049-CWP-002 | Condenser Water Pump |  |  | 049-01140.00 |  | 1
| Bell & Gossett |  | VSC 9.250 BF LHR | 2191376
| W840151 |  | PM - Centrifugal Pump, over 1 H.P. | 1 | Year | 2014-04-01
049-DWBP-001 | Domestic Water Water Booster Pump 1 - Mech Rm 1226 |  |  | 049-01239.00 |  | 1
| Bell & Gossett |  | 1.25 AC | 2205417
| W990006 |  | PM - Water Booster Pump | 1 | Year | 2016-06-01
049-DWBP-002 | Domestic Water Water Booster Pump 2 - Mech Rm 1226 |  |  | 049-01239.00 |  | 1
| Bell & Gossett |  | 1.25 AC | 2205418
| W990006 |  | PM - Water Booster Pump | 1 | Year | 2016-06-01
050-CWP-003 | Condenser Water Pump 3 |  |  | 050-00011.00 |  | 1
| Taco |  | TA1024BH2H210
| W840151 |  | PM - Centrifugal Pump, over 1 H.P. | 1 | Year | 2016-03-15
067-CWP-001 | Condenser Water Pump |  |  | 067-PH |  | 1
| W840151 |  | PM - Centrifugal Pump, over 1 H.P. | 1 | Year | 2016-10-10
068-CWP-001 | Condenser Water Pump |  |  | 068-00051.00 |  | 1
| US Electric Motors |  | UT4 TE | B093A/X02x006R090F
071-CWP-001 | Condenser Water Pump 1 |  |  | 071-BASEMENT |  | 1
| Taco |  | TA2030B2R1B2L0
| W840151 |  | PM - Centrifugal Pump, over 1 H.P. | 1 | Year | 2016-05-01
071-CWP-002 | Condenser Water Pump 2 |  |  | 071-BASEMENT |  | 1
| Taco |  | TA2030B2R1B2L0
| W840151 |  | PM - Centrifugal Pump, over 1 H.P. | 1 | Year | 2016-05-01
080-CWP-001 | Condenser Water Pump 30-N |  |  | 080-00225.00 |  | 1
| Bell & Gossett |  | 30-14T 1AHU26 | Series: 3530
| W840151 |  | PM - Centrifugal Pump, over 1 H.P. | 1 | Year | 2016-03-15
080-CWP-002 | Condenser Water Pump 31-S |  |  | 080-00225.00 |  | 1
| Ace Centrifugal Pumps |  | ACH-300 3PH | 127618
| W840151 |  | PM - Centrifugal Pump, over 1 H.P. | 1 | Year | 2016-03-15
082-CWP-001 | Condenser Water Pump 1 |  |  | 082-00501.00 |  | 1
1510
| W840151 |  | PM - Centrifugal Pump, over 1 H.P. | 1 | Year | 2015-11-01
089-CWP-001 | Condensor Water Pump 1 |  |  | 089-06149.00 |  | 1
| W840151 |  | PM - Centrifugal Pump, over 1 H.P. | 1 | Year | 2016-05-01
089-CWP-001S | Condensor Water Pump 1S |  |  | 089-06149.00 |  | 1
| W840151 |  | PM - Centrifugal Pump, over 1 H.P. | 1 | Year | 2016-05-01
090-CWP-003 | Office Wing Condenser Water Pump 3 |  |  | 090-04116.00 |  | 1
| Taco |  | BB50101 9.0 C5B2JLO | 2746073
| W840151 |  | PM - Centrifugal Pump, over 1 H.P. | 1 | Year | 2014-04-01
090-CWP-004 | Office Wing Condenser Water Pump 4 |  |  | 090-04116.00 |  | 1
| Taco |  | BB50101 9.0 C5B2JLO | 2844593
| W840151 |  | PM - Centrifugal Pump, over 1 H.P. | 1 | Year | 2014-04-01
096-CWP-001 | Condenser Water Pump 1 |  |  | 096-PENTHOUSE |  | 1
| Taco |  | TA2524B8N1B2L0
| W840151 |  | PM - Centrifugal Pump, over 1 H.P. | 1 | Year | 2016-03-15
096-CWP-002 | Condenser Water Pump 2 |  |  | 096-PENTHOUSE |  | 1
| Taco |  | TA2524B8N1B2L0
| W840151 |  | PM - Centrifugal Pump, over 1 H.P. | 1 | Year | 2016-03-15
104-CTP-001 | Cooling Tower Circ Pump |  |  |  |  | 1
US Electric Motors
115-CTP-001 | Cooling Tower Circ Pump |  |  | 115-ROOF |  | 1
| US Electric Motors |  | VPL-096-410 | U014485801
134-CWP-001 | Condenser Water Pump |  |  | 134-PENTHOUSE |  | 1
Bell & Gossett
| W840151 |  | PM - Centrifugal Pump, over 1 H.P. | 6 | Month | 2016-05-01
140-CWP-001 | Condenser Pump 1 |  |  | 140-00051.00 |  | 1
| Taco |  | FM4010 | FE4010E2GLG2l0A
| W840151 |  | PM - Centrifugal Pump, over 1 H.P. | 1 | Year | 2016-05-01
140-CWP-002 | Condenser Pump 2 |  |  | 140-00051.00 |  | 1
| Taco |  | FM4010 | FE4010E2GLG2L0A
| W840151 |  | PM - Centrifugal Pump, over 1 H.P. | 1 | Year | 2016-05-01
155-CWP-001 | Condenser Water Pump 1 |  |  | 155-00601.00 |  | 1
| Bell & Gossett |  | 5BC | CM6426-01 E20
| W840151 |  | PM - Centrifugal Pump, over 1 H.P. | 1 | Year | 2016-05-01
155-CWP-002 | Condenser Water Pump 2 |  |  | 155-00601.00 |  | 1
| Bell & Gossett |  | 5BC | CM6426-02 E20
| W840151 |  | PM - Centrifugal Pump, over 1 H.P. | 1 | Year | 2016-05-01
155-CWP-003 | Condenser Water Pump 3 |  |  | 155-00601.00 |  | 1
| Bell & Gossett |  | 5BC | CM6426-03 E20
| W840151 |  | PM - Centrifugal Pump, over 1 H.P. | 1 | Year | 2016-05-01
193-CWP-001 | Condenser Water Pump |  |  | 193-00130.00 |  | 1
| Taco |  | BB4012 9.0 | C5BG10
| W840151 |  | PM - Centrifugal Pump, over 1 H.P. | 1 | Year | 2016-05-01
499-CWP-001 | Tower Condenser Water Pump 1 |  |  | 499-00010.00 |  | 1
| Bell & Gossett |  |  | Series 1510
| W840151 |  | PM - Centrifugal Pump, over 1 H.P. | 1 | Year | 2016-03-15
499-CWP-002 | Tower Condenser Water Pump 2 |  |  | 499-00010.00 |  | 1
| Bell & Gossett |  |  | Series 1510
| W840151 |  | PM - Centrifugal Pump, over 1 H.P. | 1 | Year | 2016-03-15
504-CWP-001 | Cooling Tower Water Pump |  |  | 504-00026.00 |  | 1
| W840151 |  | PM - Centrifugal Pump, over 1 H.P. | 1 | Year | 2016-03-15
509-CWP-001 | Condenser Water Pump 1 |  |  | 509-00003.00 |  | 1
Taco
| W840151 |  | PM - Centrifugal Pump, over 1 H.P. | 1 | Year | 2016-05-01
509-CWP-002 | Condenser Water Pump 2 |  |  | 509-00003.00 |  | 1
Taco
| W840151 |  | PM - Centrifugal Pump, over 1 H.P. | 1 | Year | 2016-05-01
511-CWP-001 | Condenser Water Pump 1 |  |  | 511-00002.00 |  | 1
| W840151 |  | PM - Centrifugal Pump, over 1 H.P. | 1 | Year | 2016-05-01
511-CWP-002 | Condenser Water Pump 2 |  |  | 511-00002.00 |  | 1
| W840151 |  | PM - Centrifugal Pump, over 1 H.P. | 1 | Year | 2016-05-01
603-CWP-001 | Condensor Water Pump 1 |  |  | 603-PENTHOUSE |  | 1
| Bell & Gossett |  | VSCS-10 x 12 x 11 | 2211113
| W840151 |  | PM - Centrifugal Pump, over 1 H.P. | 1 | Year | 2016-05-01
603-CWP-002 | Condensor Water Pump 2 |  |  |  |  | 1
| Bell & Gossett |  | VSC 10 x 12 x 11 | 2211114
| W840151 |  | PM - Centrifugal Pump, over 1 H.P. | 1 | Year | 2016-05-01
608-CWP-004 | Condenser Water Pump 4, Absorber |  |  | 608-00069.00 |  | 1
Aurora
611-CWP-000 | Condenser Water Pump-0 |  |  | 611-PENTHOUSE |  | 1
| Taco |  | BB6010 9.0 C5B2HL0 | L1345Y
| W840151 |  | PM - Centrifugal Pump, over 1 H.P. | 1 | Year | 2016-05-01
611-CWP-001 | Condenser Water Pump-1 |  |  | 611-PENTHOUSE |  | 1
| Taco |  | BB6010 9.2 C5B2KL)0 | B9349A
| W840151 |  | PM - Centrifugal Pump, over 1 H.P. | 1 | Year | 2016-05-01
611-CWP-002 | Condenser Water Pump-2 |  |  | 611-PENTHOUSE |  | 1
| Taco |  | BB6010 9.0 C5BHLO | B26112B
| W840151 |  | PM - Centrifugal Pump, over 1 H.P. | 1 | Year | 2016-05-01
612-CWP-001 | Condenser Water Pump 1 |  |  | 612-PH |  | 1
| Worthington |  | 8LR 13 | Y398231A Impllr Dia 12 7/8
| W840151 |  | PM - Centrifugal Pump, over 1 H.P. | 1 | Year | 2016-05-01
612-CWP-002 | Condenser Water Pump 2 |  |  | 612-PH |  | 1
| Worthington |  | 8LR 13 | Y398231 Impllr Dia 12 7/8
| W840151 |  | PM - Centrifugal Pump, over 1 H.P. | 1 | Year | 2016-05-01
612-CWP-003 | Condenser Water Pump 3 |  |  | 612-PH |  | 1
| Worthington |  | 8LR 13 | Y398231B Impllr Dia 12 7/8
| W840151 |  | PM - Centrifugal Pump, over 1 H.P. | 1 | Year | 2016-05-01
612-CWP-004 | Condenser Water Pump 4 |  |  | 612-PH |  | 1
| Worthington |  | 8LR 13 | Y3982310 Impllr Dia 12 7/8
| W840151 |  | PM - Centrifugal Pump, over 1 H.P. | 1 | Year | 2016-05-01
612-CWP-005 | Condenser Water Pump 5 |  |  | 612-PH |  | 1
| Worthington |  | 8LR 13 | Y398231D Impllr Dia 12 7/8
| W840151 |  | PM - Centrifugal Pump, over 1 H.P. | 1 | Year | 2016-05-01
612-CWP-006 | Condenser Water Pump 6 |  |  | 612-PH |  | 1
| Worthington |  | 8LR 13 | Y398231C Implr dia 12 1/2A
| W840151 |  | PM - Centrifugal Pump, over 1 H.P. | 1 | Year | 2016-05-01
612-CWP-007 | Condenser Water Pump 7 |  |  | 612-PH |  | 1
| Worthington |  | 8LR 13 | Y398231B Implr dia 12 1/2 A
| W840151 |  | PM - Centrifugal Pump, over 1 H.P. | 1 | Year | 2016-05-01
612-CWP-008 | Condenser Water Pump 8 |  |  | 612-PH |  | 1
| Worthington |  | 8LR 13 | Y398231 Implr dia 12 1/2A
| W840151 |  | PM - Centrifugal Pump, over 1 H.P. | 1 | Year | 2016-05-01
612-CWP-009 | Condenser Water Pump 9 |  |  | 612-PH |  | 1
| Worthington |  | 8LR 13 | Y398231A Implr dia 12 1/2A
| W840151 |  | PM - Centrifugal Pump, over 1 H.P. | 1 | Year | 2016-05-01
612-CWP-010 | Cooling Tower Make Up Pump, P18 |  |  | 612-00100.00 |  | 1
Buffalo
612-CWP-011 | Cooling Tower Make Up Pump, P19 |  |  | 612-00100.00 |  | 1
Buffalo
629-CWP-007 | Condenser Water Pump 7 |  |  |  |  | 1
| Bell & Gossett |  | 5BC 8-5/8 BF | 1454385
| W840151 |  | PM - Centrifugal Pump, over 1 H.P. | 1 | Year | 2016-05-01
629-CWP-008 | Condenser Water Pump 8 |  |  |  |  | 1
| Bell & Gossett |  | 5BC 8-5/8 BF | 1454384
| W840151 |  | PM - Centrifugal Pump, over 1 H.P. | 1 | Year | 2016-05-01
637-CHWP-003 | Condenser Water Pump 3 |  |  | 637-6FL MECH |  | 1
Bell & Gossett
637-CHWP-004 | Condenser Water Pump 4 |  |  | 637-6FL MECH |  | 1
Bell & Gossett
637-CWP-001 | CONDENSOR WATER PUMP |  |  | 637-SEC#2105 |  | 1
Bell & Gossett
637-CWP-002 | CONDENSOR WATER PUMP |  |  | 637-SEC#2105 |  | 1
Bell & Gossett
992-CWP-001 | Condenser Water Pump 1 |  |  |  |  | 1
Taco
992-CWP-002 | Condenser Water Pump 2 |  |  |  |  | 1
Taco
Total | [5 empty] | 85
Constant Air Volume Box
090-AD-002 | Office Wing Air Dryer 2, Bottom Unit |  |  | 090-04116.00 |  | 1
| Hankison |  | HPR5-10 | H510A1151001096
Total | [5 empty] | 1
Controller
090-CTL-001 | EDC - Cooling Tower Water Chemical Controller |  |  | 090-04505.00 |  | 0
| Pulsatrol |  | MC9520XXXXXA-Z9004
| W851703 |  | PM - Chemical Feed/Metering Pump/Controller | 6 | Month | 2016-09-19
090-EDC-SYS4 | EDC Special System #4: MSA Refrigerant Monitoring System |  |  | 090-04505.00 |  | 0
|  |  | D711365 (MSA) | 5198
Total | [5 empty] | 2
Cooling Tower
001-COT-001 | Cooling Tower - Double Cell |  |  | 001-ROOF |  | 1
| Marley Cooling Tower-C |  | NC 7032CM | 77217-NC7032CM-95
| W845103 |  | PM - Cooling Tower, 500 - 1000 Tons | 5 | Month | 2016-09-19
001-COT-001 | Cooling Tower - Double Cell |  |  | 001-ROOF |  | 1
| Marley Cooling Tower-C |  | NC 7032CM | 77217-NC7032CM-95
| W990016 |  | PM - Cooling Tower Fan (Old Main) | 1 | Year | 2016-09-19
003-COT-001 | Cooling Tower |  |  | 003-ROOF |  | 1
| Marley Cooling Tower-C |  | NC8305H-1GM | 215750-NC8305H-1GM-01
| W003COT |  | PM - Marley Cooling Tower @ Physics | 5 | Year | 2012-03-15
003-COT-001 | Cooling Tower |  |  | 003-ROOF |  | 1
| Marley Cooling Tower-C |  | NC8305H-1GM | 215750-NC8305H-1GM-01
| W845103 |  | PM - Cooling Tower, 500 - 1000 Tons | 5 | Month | 2016-09-19
007-COT-001 | Chemistry Cooling Tower, 3 Cell |  |  | 007-ROOF |  | 1
| Baltimore Air Coil. |  | 3379C | U107015101
| W845103 |  | PM - Cooling Tower, 500 - 1000 Tons | 5 | Month | 2016-09-19
016-COT-001 | State Hall Cooling Tower (Chemistry Roof) |  |  | 016-CHEM ROOF |  | 1
| Baltimore Air Coil. |  | 35520M MM-2 | U108482201
| W845103 |  | PM - Cooling Tower, 500 - 1000 Tons | 5 | Month | 2016-09-19
022-COT-001 | Cooling Tower |  |  | 022-ROOF |  | 1
Marley Cooling Tower-C
| W845103 |  | PM - Cooling Tower, 500 - 1000 Tons | 5 | Month | 2016-09-19
026-COT-001 | Cooling Tower 1 |  |  | 026-ROOF |  | 1
| Evapco |  | AT8-524B | 960158
| W845103 |  | PM - Cooling Tower, 500 - 1000 Tons | 5 | Month | 2016-09-19
026-COT-002 | Cooling Tower 2 |  |  | 026-ROOF |  | 1
Evapco
| W845103 |  | PM - Cooling Tower, 500 - 1000 Tons | 5 | Month | 2016-09-19
026-COT-003 | Cooling Tower 3 |  |  | 026-ROOF |  | 1
| Marley Cooling Tower-C |  | ITA201CCC | 153412-001-99
| W845103 |  | PM - Cooling Tower, 500 - 1000 Tons | 5 | Month | 2016-09-19
026-COT-004 | Cooling Tower 4 |  |  | 026-ROOF |  | 1
| Evapco |  | USS-19-69 | 5-126835
| W845103 |  | PM - Cooling Tower, 500 - 1000 Tons | 5 | Month | 2016-09-19
034-COT-001 | Student Center Cooling Tower |  |  | 034-ROOF |  | 1
| Marley Cooling Tower-C |  | Series 10
| W845103 |  | PM - Cooling Tower, 500 - 1000 Tons | 5 | Month | 2016-09-19
036-COT-001 | Cooling Tower, Direct Expansion (New Wing) |  |  | 036-ROOF |  | 1
| W845103 |  | PM - Cooling Tower, 500 - 1000 Tons | 5 | Month | 2016-09-19
039-COT-001 | CoolingTower (For Comm Arts, Music, Alumni, McGregor) |  |  | 039-ROOF |  | 1
| Evapco |  | AT8-241 | 880852
| W845103 |  | PM - Cooling Tower, 500 - 1000 Tons | 5 | Month | 2016-09-19
046-COT-001 | Cooling Tower |  |  | 046-03306.00 |  | 1
| Marley Cooling Tower-C |  | WD184TTFS8832AN-R28W | NC102 2-142-91
| COT_003 |  | PM - Cooling Tower Start-up | 1 | Year | 2016-04-01
046-COT-001 | Cooling Tower |  |  | 046-03306.00 |  | 1
| Marley Cooling Tower-C |  | WD184TTFS8832AN-R28W | NC102 2-142-91
| COT_001 |  | PM - Cooling Tower Lay-up - GE Betz | 1 | Year | 2016-09-19
046-COT-001 | Cooling Tower |  |  | 046-03306.00 |  | 1
| Marley Cooling Tower-C |  | WD184TTFS8832AN-R28W | NC102 2-142-91
| W845103 |  | PM - Cooling Tower, 500 - 1000 Tons | 5 | Month | 2016-09-19
048-COT-001 | Cooling Tower |  |  | 048-ROOF |  | 1
| Marley Cooling Tower-C |  | Series 220 | 221-211 2-1158-88
| COT_001 |  | PM - Cooling Tower Lay-up - GE Betz | 1 | Year | 2016-09-19
048-COT-001 | Cooling Tower |  |  | 048-ROOF |  | 1
| Marley Cooling Tower-C |  | Series 220 | 221-211 2-1158-88
| COT_003 |  | PM - Cooling Tower Start-up | 1 | Year | 2016-03-01
048-COT-001 | Cooling Tower |  |  | 048-ROOF |  | 1
| Marley Cooling Tower-C |  | Series 220 | 221-211 2-1158-88
| W845103 |  | PM - Cooling Tower, 500 - 1000 Tons | 5 | Month | 2016-09-19
049-COT-001 | Cooling Tower (3133) |  |  | 049-ROOF |  | 1
| Marley Cooling Tower-C |  | NC 2211GM | 158022-NC221GM-1999
| COT_003 |  | PM - Cooling Tower Start-up | 1 | Year | 2016-03-01
049-COT-001 | Cooling Tower (3133) |  |  | 049-ROOF |  | 1
| Marley Cooling Tower-C |  | NC 2211GM | 158022-NC221GM-1999
| COT_001 |  | PM - Cooling Tower Lay-up - GE Betz | 1 | Year | 2016-09-19
049-COT-001 | Cooling Tower (3133) |  |  | 049-ROOF |  | 1
| Marley Cooling Tower-C |  | NC 2211GM | 158022-NC221GM-1999
| W845103 |  | PM - Cooling Tower, 500 - 1000 Tons | 5 | Month | 2016-09-19
050-COT-001 | Cooling Tower |  |  | 050-ROOF |  | 1
| Marley Cooling Tower-C |  | Series 220 | 22-211 2-1220-87
| W845103 |  | PM - Cooling Tower, 500 - 1000 Tons | 5 | Month | 2016-09-19
068-COT-001 | Cooling Tower |  |  | 068-ROOF |  | 1
| Evapco |  | ICT 4-89 | 940398
| W845103 |  | PM - Cooling Tower, 500 - 1000 Tons | 5 | Month | 2016-09-19
071-COT-001 | Cooling Tower (Double Cell, Runs All Year) |  |  | 071-ROOF 11TH |  | 1
| Baltimore Air Coil. |  | VT1-680-MMR | 93600768
| W845103 |  | PM - Cooling Tower, 500 - 1000 Tons | 5 | Month | 2016-09-19
080-COT-001 | Cooling Tower |  |  | 080-00225.00 |  | 1
| Evapco |  | L5TA-4-64 | 970120
| W845103 |  | PM - Cooling Tower, 500 - 1000 Tons | 5 | Month | 2016-09-19
089-COT-001 | Cooling Tower 1 |  |  | 089-Roof |  | 1
| Baltimore Air Coil. |  | T-1463 RCR | 90600059
| W845103 |  | PM - Cooling Tower, 500 - 1000 Tons | 5 | Month | 2016-09-19
089-COT-002 | Cooling Tower 2 |  |  | 089-Roof |  | 1
| Baltimore Air Coil. |  | T-1463 RCR | 90600060
| W845103 |  | PM - Cooling Tower, 500 - 1000 Tons | 5 | Month | 2016-09-19
090-COT-001 | Office Wing Cooling Tower |  |  | 090-ROOF |  | 1
| Marley Cooling Tower-C |  | NC2 | 8905 2-500-85
| W845103 |  | PM - Cooling Tower, 500 - 1000 Tons | 5 | Month | 2016-09-19
090-COT-002 | EDC Cooling Tower |  |  | 090-ROOF |  | 1
| Evapco |  | AT212-428 | 8-339728
| W845103 |  | PM - Cooling Tower, 500 - 1000 Tons | 5 | Month | 2016-09-19
096-COT-001 | Cooling Tower |  |  | 096-ROOF |  | 1
| Marley Cooling Tower-C |  | NC Series
| W845103 |  | PM - Cooling Tower, 500 - 1000 Tons | 5 | Month | 2016-09-19
104-COT-001 | Atchison Industrial Cooler |  |  |  |  | 1
| Baltimore Air Coil. |  | VFL09641PX | U026427001
| W845103 |  | PM - Cooling Tower, 500 - 1000 Tons | 5 | Month | 2016-09-19
115-COT-001 | Ghafari Industrial Cooler |  |  | 115-ROOF |  | 1
| Baltimore Air Coil. |  | VPL-096-410/X | U014485801
| W845103 |  | PM - Cooling Tower, 500 - 1000 Tons | 5 | Month | 2016-09-19
127-COT-001 | The Towers Industrial Cooler |  |  | 127-12FL ROOF |  | 1
| Evapco |  | ESW14436J
| W845103 |  | PM - Cooling Tower, 500 - 1000 Tons | 5 | Month | 2016-09-19
134-COT-001 | DeRoy Cooling Tower |  |  | 134-ROOF |  | 1
| Evapco |  | SST112-318 | M024764
| W845103 |  | PM - Cooling Tower, 500 - 1000 Tons | 5 | Month | 2016-09-19
140-COT-001 | Cooling Tower |  |  | 140-00456.10 |  | 1
| Marley Cooling Tower-C |  | 91170 | 91170-2-793-85A&B
| W845103 |  | PM - Cooling Tower, 500 - 1000 Tons | 5 | Month | 2016-09-19
155-COT-001 | Cooling Tower |  |  | 155-ROOF |  | 1
| Marley Cooling Tower-C |  | NC-222804-A1 | NC8303H2GM
| W845103 |  | PM - Cooling Tower, 500 - 1000 Tons | 5 | Month | 2016-09-19
193-COT-001 | Cooling Tower 1 |  |  | 193-00330.00 |  | 1
| Marley Cooling Tower-C |  | Hydrotower Model 7225 | H1-2-2185-67 (2 cells)
| W845103 |  | PM - Cooling Tower, 500 - 1000 Tons | 5 | Month | 2016-09-19
193-COT-002 | Cooling Tower 2 |  |  | 193-00330.00 |  | 1
| Marley Cooling Tower-C |  | Hydrotower Model 7225 | H1-2-2185-67 (2-cells)
| W845103 |  | PM - Cooling Tower, 500 - 1000 Tons | 5 | Month | 2016-09-19
211-COT-001 | Evapco Cooling Tower |  |  |  |  | 1
| Evapco |  | LSTA 4-91 | T010925
499-COT-001 | Cooling Tower |  |  | 499-ROOF |  | 1
| Baltimore Air Coil. |  | 3333ALM | 40546401
| W845103 |  | PM - Cooling Tower, 500 - 1000 Tons | 5 | Month | 2016-09-19
504-COT-001 | Cooling Tower Holding Tank |  |  | 504-00026.00 |  | 1
| Evapco |  | AT 4-64 | 893748
| W845103 |  | PM - Cooling Tower, 500 - 1000 Tons | 5 | Month | 2016-09-19
507-COT-001 | UT Cooling Tower |  |  |  |  | 1
| Baltimore Air Coil. |  | Series 3000 3514 | 94601087
| W845103 |  | PM - Cooling Tower, 500 - 1000 Tons | 5 | Month | 2016-09-19
509-COT-001 | Cooling Tower, Installed 2011 |  |  | 509-00330.00 |  | 1
| Baltimore Air Coil. |  | VTL-082-K | U110936201
| W845103 |  | PM - Cooling Tower, 500 - 1000 Tons | 5 | Month | 2016-09-19
511-COT-001 | Freer House Industrial Cooler |  |  |  |  | 1
| Evapco |  | ATW 64-3 I-2 | 8-345132
| W845103 |  | PM - Cooling Tower, 500 - 1000 Tons | 5 | Month | 2016-05-01
511-CT-001 | COOLING TOWER 1, OUTSIDE GROUND LEVEL |  |  |  |  | 1
| Evapco |  | AT-68AZ | 964393M
603-COT-001 | Cooling Tower 1 |  |  | 603-ROOF |  | 1
| Marley Cooling Tower-C |  | NC9221GM | NC9221GM 161157-001-00
| W845103 |  | PM - Cooling Tower, 500 - 1000 Tons | 5 | Month | 2016-09-19
603-COT-002 | Cooling Tower 2 |  |  | 603-ROOF |  | 1
| Marley Cooling Tower-C |  | NC9221 | NC9221GM161157-001-00
| W845103 |  | PM - Cooling Tower, 500 - 1000 Tons | 5 | Month | 2016-09-19
603-COT-003 | WATER COOLED TOWER (CT-3) |  |  | 603-ROOF |  | 1
| Marley Cooling Tower-C |  | NC SERIES
| W845103 |  | PM - Cooling Tower, 500 - 1000 Tons | 5 | Month | 2016-09-19
608-COT-001 | MEC Cooling Tower 1 |  |  | 608-ROOF |  | 1
| Baltimore Air Coil. |  | PT2-0709A-2J | U083096001
| W845103 |  | PM - Cooling Tower, 500 - 1000 Tons | 5 | Month | 2016-09-19
608-COT-002 | MEC Cooling Tower 2 |  |  | 608-ROOF |  | 1
| Baltimore Air Coil. |  | PT2-0709A-2J | U083096002
| W845103 |  | PM - Cooling Tower, 500 - 1000 Tons | 5 | Month | 2016-09-19
609-COT-001 | Cooling Tower- West |  |  | 609-Roof |  | 1
| Marley Cooling Tower-C |  | NC8302E2GM/NC221861-A1 | FCT
| W845103 |  | PM - Cooling Tower, 500 - 1000 Tons | 5 | Month | 2016-09-19
609-COT-002 | Cooling Tower- East |  |  | 609-Roof |  | 1
| Marley Cooling Tower-C |  | NC8302E2GM/NC221861-A2 | FCT
| W845103 |  | PM - Cooling Tower, 500 - 1000 Tons | 5 | Month | 2016-09-19
611-COT-001** | Cooling Tower-1 |  |  | 611-ROOF |  | 1
Evapco
| W845103 |  | PM - Cooling Tower, 500 - 1000 Tons | 5 | Month | 2016-09-19
612-COT-001 | Cooling Tower 1 |  |  | 612-ROOF |  | 1
| Marley Cooling Tower-C |  | NC9041CM | 050215-004-93D
| W845103 |  | PM - Cooling Tower, 500 - 1000 Tons | 5 | Month | 2016-09-19
612-COT-002 | Cooling Tower 2 |  |  | 612-ROOF |  | 1
| Marley Cooling Tower-C |  | NC9041CM | 050215-003-93C
| W845103 |  | PM - Cooling Tower, 500 - 1000 Tons | 5 | Month | 2016-09-19
612-COT-003 | Cooling Tower 3 |  |  | 612-ROOF |  | 1
| Marley Cooling Tower-C |  | NC9041CM | 050215-002-93B
| W845103 |  | PM - Cooling Tower, 500 - 1000 Tons | 5 | Month | 2016-09-19
612-COT-004 | Cooling Tower 4 |  |  | 612-ROOF |  | 1
| Marley Cooling Tower-C |  | NC9041CM | 050215-001-93A
| W845103 |  | PM - Cooling Tower, 500 - 1000 Tons | 5 | Month | 2016-09-19
629-COT-001 | Cooling Tower 1 |  |  |  |  | 1
| Marley Cooling Tower-C |  | NC-18 Series 220 | 221-221 2-401-88B
| W845103 |  | PM - Cooling Tower, 500 - 1000 Tons | 5 | Month | 2016-09-19
629-COT-002 | Cooling Tower 2 |  |  |  |  | 1
| Marley Cooling Tower-C |  | NC-18 Series 220 | 221-221 2-401-88A
| W845103 |  | PM - Cooling Tower, 500 - 1000 Tons | 5 | Month | 2016-09-19
637-COT-001 | Cooling Tower, 1 Cell, 2 Fan |  |  | 637-6FL ROOF |  | 1
| Baltimore Air Coil. |  | 1585D | 6400120
| W845103 |  | PM - Cooling Tower, 500 - 1000 Tons | 5 | Month | 2016-09-19
992-COT-001 | MCHT Cooling Tower 1 |  |  | 992-ROOF |  | 1
PVM350
| W845103 |  | PM - Cooling Tower, 500 - 1000 Tons | 5 | Month | 2016-09-19
992-COT-002 | MCHT Cooling Tower 2 |  |  | 992-ROOF |  | 1
PVM350
| W845103 |  | PM - Cooling Tower, 500 - 1000 Tons | 5 | Month | 2016-09-19
Total | [5 empty] | 64
Custodial Equipment
048-AFS-B | KENT |  |  | 048-BASE-HAL |  | 1
| KENT SELECT SCRUB 27 |  | NIL | NIL
C-001-AFS-001 | Wrangler Floor Scrubber 27F/B |  |  | 001-00138.00 |  | 1
| National Super Service |  | 257964 | NO277050 A 13N89162
C-001-CE | VOYAGER |  |  | 001-2FL CUST |  | 1
| VOYAGER |  | VGK2 | 477705 BO
C-001-CE- | TENNANT |  |  | 001-3FL CUST |  | 1
| NOBLES(C-E) |  | 1002564 | 1002564-10218831
C-001-SW | TENNANT |  |  | 001-3FL CUST |  | 1
| NOBLE(SW) |  | NIL | NIL
C-001-WD | TENNANT |  |  | 001-2FL CUST |  | 1
| NOBLES(W&D) |  | 608688 | 608688-10214014
C-008-WD | STEMEX |  |  | 008-00036.00 |  | 1
| PACIFIC |  | PWO-615 | 66171PN605460
C-008-WDV | POWER MAX |  |  | 008-00036.00 |  | 1
| KOOVER |  | C-2129 | 059600001302
C-016--AFC | Speed scrub 2601 |  |  | 016-00301.10 |  | 1
| NOBLES |  | 602813 | SS26100003522IS
C-016-AFS | VISION -321 |  |  | 016-ST-107 |  | 1
| KENT AUTOMATIC SCRUBBER VAC |  | 00280A-5 | VC 1919
C-016-AFS-WDV | TYPHOON.EV.W/D VAC |  |  |  |  | 1
| NOBLES |  | 608688 | 10218260
C-016-FM | KENT-S 203 |  |  | 016-00203.00 |  | 1
| KENT |  | KF 20SL | 991705629
C-022-AFS-B | AFS-SPEED 01 |  |  | 022-00012.00 |  | 1
| SPEED SCRUB 2001 |  | NIL | NIL
Total | [5 empty] | 13
Dearator Tank
001-DAT-001 | Dearator (DA) Tank |  |  | 001-00495.00 |  | 1
| Cleaver Brooks |  | SMP-30-600-3F | DG-009905
003-DAT-001 | Dearator (DA) Tank |  |  | 003-00195.00 |  | 1
| Kewanee |  | 6JSF5-D
007-DAT-001 | Dearator (DA) Tank |  |  | 007-00000.62 |  | 0
| Cleaver Brooks |  | SMP 45-900 3-D | DG-009911
016-DAT-001 | Dearator (DA) Tank |  |  | 016-00024.00 |  | 1
Cleaver Brooks
026-DAT-001 | Dearator (DA) Tank |  |  |  |  | 1
| Cleaver Brooks |  | SM-15-300
038-DAT-001 | Open Feedwater Heater |  |  | 038-00425.00 |  | 1
Cleaver Brooks
048-DAT-001 | Dearator (DA) Tank |  |  | 048-00495.00 |  | 1
| Cleaver Brooks |  | SMP 15-450-3C | DG9913
060-DAT-001 | Open Feedwater Heater |  |  | 060-BASEMENT |  | 1
Cleaver Brooks
067-DAT-001 | Open Feedwater Heater |  |  | 067-00195.00 |  | 1
071-DAT-001 | Dearator (DA) Tank |  |  | 071-00114.00 |  | 1
| Cleaver Brooks |  | SMP 15-300-3A | DG-9903
080-DAT-001 | Open Feedwater Heater |  |  | 080-00195.00 |  | 1
Cleaver Brooks
089-DAT-001 | Deaerator (DA) Tank for Process Blr #3 |  |  | 089-06135.00 |  | 1
| Shipco |  | 03-DA | 2282
| W833101 |  | PM - Deaerator Tank | 6 | Month | 2016-08-01
090-DAT-001 | Deaerator (DA) Tank |  |  | 090-04195.00 |  | 1
| Cleaver Brooks |  | SMP 30-450-3C | DG-009895
136-DAT-001 | Daerator (DA) Tank w/ 3 Feedwater Pumps |  |  | 136-00010.00 |  | 1
Cleaver-Brooks
155-BEF-001 | Boiler Feed Pump # 1 |  |  | 155-00604.00 |  | 1
| Grundfos |  | CR5-7-KP-FGJ-A-HQQE | A91129498-P10650331
155-BEF-002 | Boiler Feed Pump #2 |  |  | 155-00604.00 |  | 1
| Grundfos |  | CR5-7-KP-FGJ-A-HQQE | A91129498-P10509139
155-BEF-003 | Boiler Feed Pump #3 |  |  | 155-00604.00 |  | 1
| Grundfos |  | CR5-7-KP-FGJ-A-HQQE | A91129498-P10701055
155-DAT-001 | Dearator (DA) Tank |  |  | 155-00604.00 |  | 1
| Cleaver Brooks |  | SMP 15-450-3C | DG-9897
166-DAT-001 | Open Feed Water Heater-Boiler House (Roof) |  |  | 166-03195.00
|  |  | CTT | 156804
193-DAT-001 | Dearator (DA) Tank |  |  | 193-BOILER RM |  | 1
| Cleaver-Brooks |  | SMP-15 | DG-5619
| W833101 |  | PM - Deaerator Tank | 6 | Month | 2016-08-01
499-DAT-001 | Open Feedwater Heater |  |  | 499-00195.00 |  | 1
Cleaver Brooks
507-DAT-001 | Dearator (DA) Tank |  |  | 507-00195.00 |  | 1
| Cleaver Brooks |  | SMP-15-450-3B | DG-9901
| DA-ST |  | Inspection of DA / Surge Tank | 2 | Year | 2016-09-01
510-DAT-001 | Dearator (DA) Tank |  |  | 510-00195.00
Cleaver Brooks
609-DAT-001 | Dearator (DA) Tank |  |  | 609-00400.10 |  | 1
Cleaver Brooks
| BOCC-HP |  | Boiler Inspection Preparation - High Pressure Boilers ~ Required Annually ~ | 1 | Year | 2016-06-01
629-DAT-001 | Dearator (DA) Tank |  |  | 629-01195.00 |  | 1
| Cleaver Brooks |  | SMP 15-300
637-DAT-001 | Dearaator (DA) Tank |  |  |  |  | 1
Cleaver Brooks
| BOCC-HP |  | Boiler Inspection Preparation - High Pressure Boilers ~ Required Annually ~ | 1 | Year | 2016-06-01
992-DAT-001 | Dearator (DA) Tank |  |  | 992-BOILER |  | 1
| Cleaver Brooks |  | SMP-15-450-2D | DG-9909
Total | [5 empty] | 27
Dehumidifier
071-HUM-001 | Dehumidifier, 2 Units (Records Room) |  |  | 071-BASEMENT |  | 0
| W990008 |  | PM - Humidifier | 6 | Month | 2016-10-10
Total | [5 empty] | 1
Distilled Water Pump
006-DIS-001 | Distilled Water Pump |  |  | 006-00018.00 |  | 2
Total | [5 empty] | 1
Dock Lift
005-DLG-001 | Science Hall Autoquip Sciccor Lift Dock |  |  |  |  | 1
|  |  | 48SM40EW | 80170497
Total | [5 empty] | 1
Domestic Hot Water
001-DHW-001 | Domestic Hot Water Tank |  |  | 001-00021.00 |  | 1
| PVI |  | 7000 PH AIS | 099586011
003-DHW-001 | Domestic Water Heater 1 |  |  | 003-00027.00 |  | 1
| W839105 |  | PM - Domestic Water Heater, Electric | 6 | Month | 2016-08-01
003-DHW-002 | Boiler Room Water Heater 2 |  |  | 003-00195.00 |  | 1
AO Smith
| W839105 |  | PM - Domestic Water Heater, Electric | 6 | Month | 2016-08-01
007-HWH-001A | Domestic Hot Water Heater |  |  | 007-SB47 |  | 1
| Stonesteel |  | V85EH830 | 56252
017-DHW-001 | Domestic Hot Water Heater, Electric |  |  | 017-BASEMENT |  | 1
| AO Smith |  | EES 40 913 | ML91-0028458-913
| W839105 |  | PM - Domestic Water Heater, Electric | 6 | Month | 2016-09-19
025-DHW-001 | Domestic Hot Water Heater 1 (Main) |  |  | 025-00060.00 |  | 1
Reco USA
| W839103 |  | PM - Domestic Water Heater, Steam | 6 | Month | 2016-05-01
038-DHW-001 | Domestic Hot Water Tank |  |  | 038-00010.00 |  | 1
039-DHW-001 | Domestic Hot Water Tank |  |  | 039-00023.00 |  | 1
| Cemline |  | H470JST896 | 45054
039-DHW-002 | Domestic Hot Water Booster Heater |  |  | 039-00025.00 |  | 1
|  |  | (Insulated No Label) | (Insulated No Label)
046-DHW-SYS | Domestic Hot Water System - LAW LIBRARY |  |  | 046-00410.00 |  | 1
048-DHW-001 | Domestic Hot Water Tank |  |  | 048-00018.00 |  | 1
|  |  | (Labels Covered) | (Labels Covered)
| W839103 |  | PM - Domestic Water Heater, Steam | 6 | Month | 2016-06-01
048-DHW-SYS | Cohn Building Domestic Hot Water System |  |  |  |  | 1
049-DHW-SYS | Domestic Hot Water System |  |  |  |  | 0
062-DHW-SYS | A/AB Building Domestic Hot Water System |  |  |  |  | 1
064-DHW-001 | Domestic Hot Water Heater |  |  | 064-00011.00 |  | 1
| Lochinvar |  | LTN040G | AD4480918
| W839101 |  | PM - Domestic Water Heater, Gas | 6 | Month | 2016-10-10
067-DHW-001 | Domestic Water Heater |  |  | 067-00021.00 |  | 1
| W839103 |  | PM - Domestic Water Heater, Steam | 6 | Month | 2016-08-01
074-DHW-001 | Domestic Hot Water Heater |  |  | 074-BASEMENT |  | 1
| W839101 |  | PM - Domestic Water Heater, Gas | 6 | Month | 2016-09-19
089-DHW-SYS | Bio Sci Bldg Domestic Hot Water System |  |  |  |  | 1
089-HWP-001 | Domestic Hot Water Circ Pump |  |  | 089-06135.00
| Taco |  | 1615B2E1-4.9 | 1615C4N1
089-HWP-002 | Domestic Hot Water Recirc Pump Between Storage And Heater |  |  | 089-06135.00
| Taco |  | 131B2E14.4
090-DHW-001 | Office Wing Domestic Water Heater |  |  | 090-04116.00 |  | 1
| PVI |  | 1200-NA-25-S | 185-54627
| W839103 |  | PM - Domestic Water Heater, Steam | 6 | Month | 2016-09-01
090-DHW-002 | Lab Wing Domestic Water Heater |  |  | 090-00310.00 |  | 1
| Lochinvar |  | HSX-27-082 | HB14537581
| W839105 |  | PM - Domestic Water Heater, Electric | 6 | Month | 2016-02-01
090-DHW-003 | EDC - Domestic Water Heater #3 (Natural Gas) |  |  | 090-00520.00 |  | 1
| Lochinvar |  | EPN200-100
| W839101 |  | PM - Domestic Water Heater, Gas | 1 | Year | 2016-09-26
090-DHW-003 | EDC - Domestic Water Heater #3 (Natural Gas) |  |  | 090-00520.00 |  | 1
| Lochinvar |  | EPN200-100
| W839105 |  | PM - Domestic Water Heater, Electric | 6 | Month | 2016-08-01
090-DHW-SYS1 | Domestic Hot Water System - Office Wing |  |  |  |  | 1
090-DHW-SYS2 | Domestic Hot Water System - Old Lab Wing |  |  |  |  | 1
090-DHW-SYS3 | Domestic Hot Water System - EDC |  |  |  |  | 1
130-DHW-001 | Domestic Hot Water Tank, Electric |  |  | 130-01077.10 |  | 1
| Lochinvar |  | LYTA052KK | CA7138219
| W839105 |  | PM - Domestic Water Heater, Electric | 6 | Month | 2016-09-19
141-DHW-001 | Electric Hot Water Heater |  |  | 141-STEAM RM |  | 1
| A.O. Smith |  | KEN 40 | MH86-50719-Z99
| W839105 |  | PM - Domestic Water Heater, Electric | 6 | Month | 2016-08-01
150-DHW-002 | Domestic Hot Water Heater #2 |  |  | 150-00156.00 |  | 1
| Lochinvar |  | ETK066KK1 | MA4285650
| W839105 |  | PM - Domestic Water Heater, Electric | 6 | Month | 2016-09-01
150-DHW-002 | Domestic Hot Water Heater #2 |  |  | 150-00156.00 |  | 1
| Lochinvar |  | ETK066KK1 | MA4285650
| W839105 |  | PM - Domestic Water Heater, Electric | 6 | Month | 2016-09-01
155-VFD-005 | DW Booster Pump VFD |  |  | 155-BSMNT 1
|  |  | ACHCP8 (ABB) | G09050z2094
156-DHW-001 | Domestic Hot Water Heater 1, 6 Gallon |  |  | 156-BASEMENT |  | 1
| STATE |  | PI-61OM57K | G90586414
| W839105 |  | PM - Domestic Water Heater, Electric | 6 | Month | 2016-09-19
156-DHW-002 | Domestic Hot Water Heater 2, 6 Gallon |  |  | 156-1ST FLOOR |  | 1
| STATE |  | PI-61OM57K
| W839105 |  | PM - Domestic Water Heater, Electric | 6 | Month | 2016-09-19
166-DHW-001 | Domestic Water Heater 1, 1st Floor Toilets |  |  | 166-01012.00 |  | 1
| Lochinvar |  | LTX040KK | 6J13925339
| W839105 |  | PM - Domestic Water Heater, Electric | 6 | Month | 2016-08-01
166-DHW-002 | Domestic Water Heater 2, 2nd Floor Toilets |  |  | 166-02012.00 |  | 1
| AO Smith |  | EES40 | MJ96-0065113-913
| W839105 |  | PM - Domestic Water Heater, Electric | 6 | Month | 2016-08-01
166-DHW-SYS | Manufacturing Building Domestic Hot Water System |  |  |  |  | 1
167-DHW-001 | Domestic Water Heater |  |  | 167-01012.00 |  | 1
| AO Smith |  | BT 65106 | MK021993625106
| W839101 |  | PM - Domestic Water Heater, Gas | 6 | Month | 2016-06-08
188-DHW-001 | Domestic Hot Water Heater |  |  | 188-BSMNT |  | 1
| Lochinvar |  | ETN030 | YF1608266
| W839105 |  | PM - Domestic Water Heater, Electric | 6 | Month | 2016-09-01
193-DHW-001 | Domestic Hot Water Tank |  |  | 193-BOILER RM |  | 1
| Lochinvar |  | CNR199-100-DF9-2 | WA8223852
| W839101 |  | PM - Domestic Water Heater, Gas | 6 | Month | 2016-08-21
217-DHW-001 | Domestic Hot Water Heater (40 Gal) |  |  |  |  | 1
| Lochinvar |  | DVN041 | AL5509100
217-DHW-002 | Domestic Hot Water Heater (87 Gal) ~NOT IN USE~ |  |  |  |  | 1
|  |  | G91-200-1 (Rheem-RUUD) | URNG0305G01520
474-HWH-001 | Domestic Hot Water Heater |  |  | 474-00057.00 |  | 1
| Lochinvar |  | HST18-052 | TC5127306
| W839105 |  | PM - Domestic Water Heater, Electric | 6 | Month | 2010-05-19
499-DHW-001 | Domestic Hot Water Tank (East) |  |  | 499-00022.00 |  | 1
499-DHW-002 | Domestic Hot Water Tank (West) |  |  | 499-00022.00 |  | 1
503-DHW-001 | Domestic Hot Water Heater |  |  | 503-COFFEE |  | 1
| State Select |  | P68220RT | H01204355
509-DHW-001 | Domestic Water Heater |  |  | 509-00003.00 |  | 1
Lochinvar
| W839105 |  | PM - Domestic Water Heater, Electric | 6 | Month | 2016-09-01
510-DHW-001 | Domestic Water Heater 1 (50,000 BTU) |  |  | 510-00001.00 |  | 1
| Smith |  | FSGH-50 202 | MC88-0045099-202
| W839101 |  | PM - Domestic Water Heater, Gas | 6 | Month | 2016-09-07
510-DHW-002 | Domestic Water Heater 2 (50,000 BTU) |  |  | 510-00001.00 |  | 1
| Smith |  | FSGH-50 202 | MD88-0022456-202
| W839101 |  | PM - Domestic Water Heater, Gas | 6 | Month | 2016-09-07
603-DHW-001 | Domestic Water Heater 1 |  |  | 603-PENTHOUSE |  | 1
| Reco USA |  |  | T-15467.10 TK2
| W839103 |  | PM - Domestic Water Heater, Steam | 6 | Month | 2016-09-19
603-DHW-002 | Domestic Water Heater 2 |  |  | 603-PENTHOUSE |  | 1
| Reco USA |  |  | T-15467.10 TK1
| W839103 |  | PM - Domestic Water Heater, Steam | 6 | Month | 2016-09-19
603-DHW-003 | Domestic Water Heater 3 |  |  | 603-00130.00 |  | 1
| Reco USA |  | RDW2SE 0835 | T-15467.20
| W839103 |  | PM - Domestic Water Heater, Steam | 6 | Month | 2016-09-19
609-DHW-001 | Domestic Hot Water Heater |  |  | 609-B60 |  | 1
M09181
| W839103 |  | PM - Domestic Water Heater, Steam | 6 | Month | 2016-09-19
609-DHW-002 | Domestic Hot Water Heater |  |  | 609-00401.00 |  | 1
M11330
| W839103 |  | PM - Domestic Water Heater, Steam | 6 | Month | 2016-09-19
620-DHW-001 | Domestic Hot Water Heater 1 |  |  | 620-BSMNT |  | 1
| AO Smith |  | M8KH-18253-Z99 | KEN 80 912
| W839105 |  | PM - Domestic Water Heater, Electric | 6 | Month | 2016-08-01
620-DHW-002 | Domestic Hot Water Heater 2 |  |  | 620-STEAM RM |  | 1
| Lochinvar |  | JRC020E | TF5779555
| W839105 |  | PM - Domestic Water Heater, Electric | 6 | Month | 2016-08-01
629-DHW-001 | Domestic Hot Water 1 |  |  |  |  | 1
| Patterson-Kelly |  | Compact II | 278377
| W839103 |  | PM - Domestic Water Heater, Steam | 6 | Month | 2016-07-01
629-DHW-002 | Domestic Hot Water 2 |  |  |  |  | 1
| Patterson-Kelly |  | Compact II | 278379
| W839103 |  | PM - Domestic Water Heater, Steam | 6 | Month | 2016-07-01
629-DHW-003 | Domestic Hot Water 3 |  |  |  |  | 1
| Patterson-Kelly |  | 54387 | 278378
| W839103 |  | PM - Domestic Water Heater, Steam | 6 | Month | 2016-07-01
Total | [5 empty] | 59
Drinking Fountain
001-DRF-001 | Drinking Fountains (Outside Art Gallery/Music Hall, E Bulding) |  |  | 001-00402.00 |  | 1
Elkay
001-DRF-002 | Drinking Fountains (Outside Engineer's Office, B Section) |  |  | 001-00347.00 |  | 1
Elkay
001-DRF-003-1 | Drinking Fountains (By Basement Elevators, South Unit, A Section) |  |  | 001-BASE ELEV |  | 1
Elkay
001-DRF-003-2 | Drinking Fountains (By Basement Elevators, North Unit, A Section) |  |  | 001-BASE ELEV |  | 1
Elkay
001-DRF-004-1 | Drinking Fountains (By 1st Floor Elevators, South Unit,A Section) |  |  | 001-1FL ELEV |  | 1
Elkay
001-DRF-004-2 | Drinking Fountains (By 1st Floor Elevators, North Unit,A Section) |  |  | 001-1FL ELEV |  | 1
Elkay
001-DRF-005-1 | Drinking Fountains (By 2nd Floor Elevators, A Section) |  |  | 001-2FL ELEV |  | 1
Elkay
001-DRF-005-2 | Drinking Fountains (By 2nd Floor Elevators, A Section) |  |  | 001-2FL ELEV |  | 1
Elkay
001-DRF-006-1 | Drinking Fountains (By 3rd Floor Elevators, A Section) |  |  | 001-3FL ELEV |  | 1
Elkay
001-DRF-006-2 | Drinking Fountains (By 3rd Floor Elevators, A Section) |  |  | 001-3FL ELEV |  | 1
Elkay
001-DRF-007 | Drinking Fountains (By 4th Floor Elevators, A Section) |  |  | 001-4FL ELEV |  | 1
Elkay
001-DRF-008 | Drinking Fountains (By Room 1234, B Section) |  |  | 001-01234.00 |  | 1
Elkay
001-DRF-009 | Drinking Fountains (By Dance Studio 3343, B Section) |  |  | 001-03343.00 |  | 1
Elkay
001-DRF-010 | Drinking Fountains (By 3rd Floor E Building Elevator) |  |  | 001-3FL ELEV |  | 1
Elkay
001-DRF-011 | Drinking Fountains (By Room 4340, B Section) |  |  | 001-04340.00 |  | 1
Elkay
001-DRF-012 | Drinking Fountains (By 4th Floor E Building Elevator) |  |  | 001-4FL ELEV |  | 1
Elkay
001-DRF-013 | Drinking Fountains (By 2nd Floor E Building Elevator) |  |  | 001-2FL ELEV |  | 1
Elkay
001-DRF-014 | Drinking Fountains (By 2nd Floor Student Lobby, B Section) |  |  | 001-2FL LOBBY |  | 1
Elkay
001-DRF-015 | Drinking Fountains (By Dance Studio 3374, D Section) |  |  | 001-03374.00 |  | 1
Elkay
001-DRF-016 | Drinking Fountains (By 1st Floor E Building Elevator) |  |  | 001-1FL ELEV |  | 1
Elkay
001-DRF-017 | Drinking Fountains (By Sub Basement E Building Elevator) |  |  | 001-SUB ELEV |  | 1
Elkay
001-DRF-018 | Drinking Fountains (Room 4402) |  |  | 001-04402.00 |  | 1
Elkay
001-DRF-019 | Drinking Fountains (Room 4413) |  |  | 001-04413.00 |  | 1
Elkay
001-DRF-020 | Drinking Fountains (Room 4416) |  |  | 001-04416.00 |  | 1
Elkay
026-DRF-001 | Water Cooler for Drinking Fountains |  |  | 026-00016.00 |  | 1
| Temprite |  | R32W | 636811
050-DRF-001 | Drinking Fountain (1st Floor) |  |  | 050-1ST FL |  | 1
050-DRF-002 | Drinking Fountain (3rd Floor) |  |  | 050-3RD FL |  | 1
050-DRF-003 | Drinking Fountain (4th Floor) |  |  | 050-4TH FL |  | 1
060-DRF-001 | Drinking Fountain (Stockroom) |  |  | 060-STOCKROOM |  | 1
|  |  | EFA14-4 | 910845576
060-DRF-002 | Drinking Fountain (028) |  |  | 060-00028.00 |  | 1
PE-5
060-DRF-003 | Drinking Fountain (Reimbursables) |  |  | 060-REIMBURS |  | 1
|  |  | SC-8-A | 65375547
060-DRF-004 | Drinking Fountain (Reimbursables) |  |  | 060-REIMBURS |  | 1
609597508
060-DRF-005 | Drinking Fountain (Electrical Shop) |  |  | 060-ELEC SHOP |  | 1
|  |  | SC-8-A | 871106
060-DRF-006 | Drinking Fountain (Pipe Shop) |  |  | 060-PIPE SHOP |  | 1
|  |  | SC-8-A | 66-426360
140-DRF-001 | Drinking Fountain 1st Floor |  |  | 140-1 ST FL |  | 1
| Halsey Taylor |  | BCF-8F | 020006869-AL
140-DRF-002 | Drinking Fountain 2nd Floor |  |  | 140-2 ND FL |  | 1
| Halsey Taylor |  | BCF-8F | 12312-B91
140-DRF-003 | Drinking Fountain 3rd Floor |  |  | 140-3 RD FL |  | 1
| Halsey Taylor |  | BCF-8F | 02001522-C91
140-DRF-004 | Drinking Fountain 4th Floor |  |  | 140-4 TH FL |  | 1
| Halsey Taylor |  | BCF-8F | 0200112299-B91
140-DRF-005 | Drinking Fountain Basement |  |  | 140-BSMNT |  | 1
| Halsey Taylor |  | BCF-8F | 0200015219-A91
Total | [5 empty] | 39
Dry Cooler
062-DC-001 | Aqua-Vent Dry Cooler - Urban Studties - CATEGORY B |  |  | 062-02502.00 |  | 0
|  |  | AVR-13-9 | J-4314
637-DRY-001 | Dry Cooler |  |  | 637-3FL ROOF |  | 0
Total | [5 empty] | 2
Economizer
022-HEX-002 | Hot Water Economizer w/ Pump |  |  | 022-BSMNT 16 |  | 1
046-HEX-005 | Economizer -Domestic Hot Water System Preheater |  |  | 046-00410.00 |  | 1
| Adamson Co. |  | Mfg No. 2427B
| W835101 |  | PM - Heat Exchanger and Economizer | 6 | Month | 2016-06-01
Total | [5 empty] | 2
Electric Heater
071-UNH-001 | Electric Heater (1st Floor South Exit) |  |  | 071-MEZZANINE |  | 1
| Marley Cooling Tower-C |  | FRA4020B
| W838103 |  | PM - Unit/Space Heater | 1 | Year | 2016-09-19
071-UNH-002 | Electric Heater (1st Floor South Exit) |  |  | 071-MEZZANINE |  | 1
| Marley Cooling Tower-C |  | FRA4020B
| W838103 |  | PM - Unit/Space Heater | 1 | Year | 2016-09-19
071-UNH-003 | Dual Area Electric Heater |  |  | 071-LOAD DOCK |  | 1
| Berko |  | FRA4020B
| W838103 |  | PM - Unit/Space Heater | 1 | Year | 2016-09-19
Total | [5 empty] | 3
Elevator
088-ELE-001 | Parking Structure 6 Elevator |  |  |  |  | 0
Total | [5 empty] | 1
Emergency Response
MACU-0045 | Mobile Air Conditioning Unit 0045 |  |  | 195-OFFICE |  | 1
| Wind Chaser |  | PACR93S | PO/2004/00152/0045
MACU-0048 | Mobile Air Conditioning Unit 0048 |  |  | 511-00237.00 |  | 1
| Wind Chaser |  | PACR93S | PO/2004/00152/0048
MACU-0060 | Mobile Air Conditioning Unit 0060 |  |  | 511-00202.00 |  | 1
| Wind Chaser |  | PACR93S | PO/2004/00152/0060
MACU-0248 | Mobile Air Conditioning Unit 0248 |  |  | 511-00209.00 |  | 1
| Wind Chaser |  | PACR93S | PO/2004/00152/0248
MACU-0250 | Mobile Air Conditioning Unit 0250 |  |  | 511-00203.00 |  | 1
| Wind Chaser |  | PACR93S | PO/2004/00152/0250
MACU-0284 | Mobile Air Conditioning Unit 0284 |  |  | 511-00237.00 |  | 1
| Wind Chaser |  | PACR93S | PO/2004/00152/0284
MACU-0288 | Mobile Air Conditioning Unit 0288 |  |  | 511-00102.00 |  | 1
| Wind Chaser |  | PACR93S | PO/2004/00152/0288
Total | [5 empty] | 7
Emergency Shower/Eyewash
001-EW-001 | Mechanical Room Eyewash - Sub Basement B |  |  | 001-SUB B |  | 1
| WPM0038 |  | PM - Emergency Shower/Eyewash Station - Annual Flow Test | 1 | Year | 2016-06-04
001-EW-002 | Mechanical Room Eyewash - Sub Basement D |  |  | 001-SUB D |  | 1
| WPM0038 |  | PM - Emergency Shower/Eyewash Station - Annual Flow Test | 1 | Year | 2016-06-04
001-EW-003 | Mechanical Room Eyewash - Mech Room 0021 |  |  | 001-00021.00 |  | 1
| WPM0038 |  | PM - Emergency Shower/Eyewash Station - Annual Flow Test | 1 | Year | 2016-06-04
001-EW-004 | Mechanical Room Eyewash - Boiler Room |  |  | 001-00495.00 |  | 1
| WPM0038 |  | PM - Emergency Shower/Eyewash Station - Annual Flow Test | 1 | Year | 2016-07-09
005-EW-001 | Mechanical Room Eyewash - 0025 |  |  | 005-00025.00 |  | 1
005-EW-002 | Mechanical Room Eyewash - 0033 |  |  | 005-00033.00 |  | 1
005-EW-003 | Mechanical Room Eyewash - 0034 |  |  | 005-00034.00 |  | 1
005-EW-004 | Mechanical Room Eyewash - 0048 |  |  | 005-00048.00 |  | 1
006-EW-001 | Mechanical Room Eyewash - 002 |  |  | 006-00002.00 |  | 1
006-EW-002 | Mechanical Room Eyewash - 015 |  |  | 006-00015.00 |  | 1
007-EW-002 | Mechanical Room Eyewash - By chem. tanks, Boiler Room 0062 |  |  | 007-00000.62 |  | 1
007-EW-003 | Mechanical Room Eyewash - Sub Basement New Boiler Room Near #3 |  |  | 007-00000.62 |  | 1
022-EW-001 | Mechanical Room Eyewash - Room 16, Near Chem. Feed Pump |  |  | 022-00016.00 |  | 1
022-EW-002 | Mechanical Room Eyewash - Room 16, Equip. Room |  |  | 022-00016.00 |  | 1
025-EW-001 | Mechanical Room Eyewash - LL Mech. Room - 00060 |  |  | 025-00060.00 |  | 1
026-EW-001 | Mechanical Room Eyewash - Mech Room 016 |  |  | 026-00016.00 |  | 1
026-EW-002 | Mechanical Room Eyewash - Boiler Room 016.2 |  |  |  |  | 1
036-EW-001 | Mechanical Room Eyewash - Mech. ROOM 10 |  |  | 036-00010.00 |  | 1
038-EW-001 | Mechanical Room Eyewash -Boiler Room 425 |  |  | 038-00425.00 |  | 1
040-EW-001 | Mechanical Room Eyewash - ROOM 055.2 |  |  | 040-00055.20 |  | 1
040-EW-002 | Mechanical Room Eyewash - ROOM 250 |  |  | 040-00250.10 |  | 1
040-EW-003 | Mechanical Room Eyewash - ROOM 250 |  |  | 040-00263.00 |  | 1
043-EW-002 | Mechanical Room Eyewash - Mech. Room Basement |  |  | 043-BASEMENT |  | 1
048-EW-001 | Mechanical Room Eyewash - Roof Top Boiler Room 495 |  |  | 048-00495.00 |  | 1
| WPM0038 |  | PM - Emergency Shower/Eyewash Station - Annual Flow Test | 1 | Year | 2016-06-18
050-EW-001 | Mechanical Room Eyewash - Mech. ROOM 11 |  |  | 050-00011.00 |  | 1
050-EW-002 | Mechanical Room Eyewash - Penthouse boiler room |  |  | 050-00595.00 |  | 1
060-EW-001 | Mechanical Room Eyewash - Basement |  |  | 060-BASEMENT |  | 1
060-EW-002 | Mechanical Room Eyewash - Boiler Room 305 |  |  | 060-00305.00 |  | 1
064-EW-001 | Mechanical Room Eyewash - Boiler Room |  |  |  |  | 1
065-EW-001 | Mechanical Room Eyewash - Room 206 |  |  | 065-00206.01 |  | 1
065-EW-002 | Mechanical Room Eyewash - Room 213 |  |  | 065-00213.00 |  | 1
065-EW-003 | Mechanical Room Eyewash - Room 215 |  |  | 065-00215.00 |  | 1
065-EW-004 | Mechanical Room Eyewash - Room 223 |  |  | 065-00223.00 |  | 1
065-EW-005 | Mechanical Room Eyewash - Room 310 |  |  | 065-00310.00 |  | 1
065-EW-006 | Mechanical Room Eyewash - Room 311 |  |  | 065-00311.00 |  | 1
065-EW-007 | Mechanical Room Eyewash - Room 313 |  |  | 065-00313.00 |  | 1
065-EW-008 | Mechanical Room Eyewash - Room 315 |  |  | 065-00315.00 |  | 1
065-EW-009 | Mechanical Room Eyewash - Room 320 |  |  | 065-00320.00 |  | 1
067-EW-001 | Mechanical Room Eyewash - Room #405 |  |  | 067-00405.00 |  | 1
067-EW-002 | Mechanical Room Eyewash - Room #400 |  |  | 067-00400.00 |  | 1
067-EW-003 | Mechanical Room Eyewash -Room 181 |  |  |  |  | 1
068-EW-001 | Mechanical Room Eyewash - Mech Room #1 |  |  | 068-00001.00 |  | 1
068-EW-002 | Mechanical Room Eyewash - Mech Room 051 |  |  | 068-00051.00 |  | 1
071-EW-001 | Mechanical Room Eyewash - Boiler Room 114 |  |  | 071-00114.00 |  | 1
080-EW-002 | Mechanical Room Eyewash - Boiler Room 195 |  |  | 080-00195.00 |  | 1
089-EW-001 | Mechanical Room Eyewash - Basement Main Boiler Room 6135 |  |  | 089-06135.00 |  | 1
089-EW-002 | Mechanical Room Eyewash - Main Boiler room |  |  | 089-06135.00 |  | 1
090-EW-001 | Mechanical Room Eyewash - Penthouse Boiler Room 4195 |  |  | 090-04195.00 |  | 1
| WPM0038 |  | PM - Emergency Shower/Eyewash Station - Annual Flow Test | 1 | Year | 2016-07-09
130-EW-001 | Mechanical Room Eyewash - Boiler Room 1077.1 |  |  | 130-01077.10 |  | 1
136-EW-001 | Mechanical Room Eyewash - Room 51 |  |  |  |  | 1
136-EW-002 | Mechanical Room Eyewash - Room 00010.0 |  |  | 136-00010.00 |  | 1
140-EW-001 | Mechanical Room Eyewash - Room 51 |  |  | 140-00051.00 |  | 1
166-EW-001 | Mechanical Room Eyewash - Room 51 |  |  | 166-03195.00 |  | 1
193-EW-001 | Mechanical Room Eyewash - Boiler Room |  |  | 193-BOILER RM |  | 1
195-EW-001 | Mechanical Room Eyewash - Boiler Room 195 |  |  | 510-00195.00 |  | 1
195-EW-002 | Mechanical Room Eyewash - Foundry |  |  | 195-FOUNDRY |  | 1
499-EW-001 | Mechanical Room Eyewash - New Boiler Room 195 |  |  | 499-00195.00 |  | 1
507-EW-001 | Mechanical Room Eyewash -00163 1st floor Mech. Room |  |  | 507-00163.00 |  | 1
507-EW-002 | Mechanical Room Eyewash -00195 Boiler room |  |  | 507-00195.00 |  | 1
507-EW-003 | Mechanical Room Eyewash -01240.0 |  |  | 507-01240.00 |  | 1
603-ES-001* | Emergency Shower/Eyewash 1 |  |  | 603-NEAR 5344 |  | 1
Haws
| WPM0037 |  | PM - Emergency Shower/Eyewash Station | 1 | Year | 2016-07-01
603-ES-002* | Emergency Shower/Eyewash 2 |  |  | 603-NEAR 5240 |  | 1
Haws
| WPM0037 |  | PM - Emergency Shower/Eyewash Station | 1 | Year | 2016-07-10
603-ES-003* | Emergency Shower/Eyewash 3 |  |  | 603-NEAR 4451 |  | 1
Haws
| WPM0037 |  | PM - Emergency Shower/Eyewash Station | 1 | Year | 2016-07-01
603-ES-004* | Emergency Shower/Eyewash 4 |  |  | 603-NEAR 4545 |  | 1
Haws
| WPM0037 |  | PM - Emergency Shower/Eyewash Station | 1 | Year | 2016-07-01
603-ES-005* | Emergency Shower/Eyewash 5 |  |  | 603-NEAR 4431 |  | 1
Haws
| WPM0037 |  | PM - Emergency Shower/Eyewash Station | 1 | Year | 2016-07-01
603-ES-006* | Emergency Shower/Eyewash 6 |  |  | 603-NEAR 4320 |  | 1
Haws
| WPM0037 |  | PM - Emergency Shower/Eyewash Station | 1 | Year | 2016-07-01
603-ES-007* | Emergency Shower/Eyewash 7 |  |  | 603-NEAR 4240 |  | 1
Watersaver Faucet Company
| WPM0037 |  | PM - Emergency Shower/Eyewash Station | 1 | Year | 2016-07-01
603-ES-008* | Emergency Shower/Eyewash 8 |  |  | 603-NEAR 3520 |  | 1
Haws
| WPM0037 |  | PM - Emergency Shower/Eyewash Station | 1 | Year | 2016-07-01
603-ES-009* | Emergency Shower/Eyewash 9 |  |  | 603-NEAR 3437 |  | 1
Haws
| WPM0037 |  | PM - Emergency Shower/Eyewash Station | 1 | Year | 2016-07-01
603-ES-010* | Emergency Shower/Eyewash 10 |  |  | 603-3341NORTH |  | 1
Haws
| WPM0037 |  | PM - Emergency Shower/Eyewash Station | 1 | Year | 2016-07-01
603-ES-011* | Emergency Shower/Eyewash 11 |  |  | 603-3341SOUTH |  | 1
Haws
| WPM0037 |  | PM - Emergency Shower/Eyewash Station | 1 | Year | 2016-07-01
603-ES-012* | Emergency Shower/Eyewash 12 |  |  | 603-NEAR 3250 |  | 1
Watersaver Faucet Company
| WPM0037 |  | PM - Emergency Shower/Eyewash Station | 1 | Year | 2016-07-01
609-EW-001 | Mechanical Room Eyewash - 4th Floor Mech. Room - Near Boiler #3 |  |  | 609-00400.10 |  | 1
611-ES-001 | Emergency Shower/ Eyewash 1st floor |  |  | 611-1ST FLOOR |  | 0
| Haws |  | none | none
611-ES-002 | Emergency Shower/ Eyewash 2nd floor |  |  | 611-2ND FLOOR |  | 0
Haws
611-ES-003 | Emergency Shower/ Eyewash 3rd floor |  |  | 611-3RD FLOOR |  | 0
Haws
611-ES-004 | Emergency Shower/ Eyewash 4th floor |  |  | 611-4TH FLOOR |  | 0
Haws
611-ES-005 | Emergency Shower/ Eyewash Basement |  |  | 611-BASEMENT |  | 0
Haws
620-EW-001 | Mechanical Room Eyewash - Boiler Room BSMNT |  |  | 620-BSMNT |  | 1
629-ES-001** | Emergency Shower 1 |  |  |  |  | 0
| WPM0037 |  | PM - Emergency Shower/Eyewash Station | 1 | Year | 2016-02-01
629-ES-002** | Emergency Shower 2 |  |  |  |  | 0
| WPM0037 |  | PM - Emergency Shower/Eyewash Station | 1 | Year | 2016-02-01
629-ES-003** | Emergency Shower 3 |  |  |  |  | 0
| WPM0037 |  | PM - Emergency Shower/Eyewash Station | 1 | Year | 2016-02-01
629-EW-001 | Mechanical Room Eyewash - Boiler Room near Boiler # 1 |  |  | 629-01195.00 |  | 1
637-EW-001 | Mechanical Room Eyewash - New Boiler Room |  |  |  |  | 1
992-ES-001* | Emergency Eyewash |  |  | 992-BOILER |  | 1
| WPM0037 |  | PM - Emergency Shower/Eyewash Station | 1 | Month | 2016-09-26
992-EW-001 | Mechanical Room Eyewash - Boiler Room 4102 |  |  | 992-BOILER |  | 1
992-EW-002 | Mechanical Room Eyewash -Room 4107 |  |  |  |  | 1
992-EW-003 | Mechanical Room Eyewash -Room 4106 |  |  |  |  | 1
Total | [5 empty] | 88
Exhaust Fan
001-EXF-001 | Fan F-1 |  |  | 001-ATTIC B |  | 1
| Loren Cook |  | 8 DB | 315 S4000 8600 0695 0001
| W847301 |  | PM - Fan, Centrifugal: Supply/Return/Exhaust Fan | 1 | Year | 2016-05-01
001-EXF-001OA | Outside Air Exhaust Fan OAEF1 |  |  | 001-ATTIC D |  | 1
| Trane. |  | MCCA021GAK0AP00B0E0EEA00A | K95J69675
| W847301 |  | PM - Fan, Centrifugal: Supply/Return/Exhaust Fan | 1 | Year | 2016-05-01
001-EXF-002 | Fan F-2 (Rooms 4353, 4351, 4349, 4347) |  |  | 001-ATTIC D |  | 1
| Loren Cook |  | 8 DB | 315 S4000 8600 0695 000B
| W847301 |  | PM - Fan, Centrifugal: Supply/Return/Exhaust Fan | 1 | Year | 2016-05-01
001-EXF-002OA | Outside Air Exhaust Fan OAEF2 |  |  | 001-ATTIC B |  | 1
| Trane. |  | MCCA025GAK0AP0A00F0EEA00A | K95J69611
| W847301 |  | PM - Fan, Centrifugal: Supply/Return/Exhaust Fan | 1 | Year | 2016-05-01
001-EXF-003OA | Outside Air Exhaust Fan OAEF3 |  |  | 001-04213.00 |  | 1
| Trane. |  | MCCA025GAK0AAC000F0EEA00A | K95H64886
| W847301 |  | PM - Fan, Centrifugal: Supply/Return/Exhaust Fan | 1 | Year | 2016-05-01
001-EXF-004 | Fan F-4 (Says F-2, Rooms 4348 Photography Darkroom Hood) |  |  | 001-ATTIC D |  | 1
| Loren Cook |  | 8 DB | 315 S4000 8600 0695 0006
| W847301 |  | PM - Fan, Centrifugal: Supply/Return/Exhaust Fan | 1 | Year | 2016-05-01
001-EXF-004OA | Outside Air Exhaust Fan OAEF4 |  |  | 001-04213.00 |  | 1
| Trane. |  | MCCA025GAK0AAC000G0EEA00A | K95H64904
| W847301 |  | PM - Fan, Centrifugal: Supply/Return/Exhaust Fan | 1 | Year | 2016-05-01
001-EXF-005-6 | Fan F-5 (Basement D, Art) |  |  | 001-ATTIC D |  | 1
Loren Cook
| W847301 |  | PM - Fan, Centrifugal: Supply/Return/Exhaust Fan | 1 | Year | 2016-05-01
001-EXF-006 | Fan F-6 |  |  | 001-04213.00 |  | 1
Loren Cook
| W847301 |  | PM - Fan, Centrifugal: Supply/Return/Exhaust Fan | 1 | Year | 2016-05-01
001-EXF-006-1 | Fan F-6-1 (Room 3141.3) |  |  | 001-ATTIC A |  | 1
| Loren Cook |  | 15 DB | 315 S4000 8600 0695 0015
| W847301 |  | PM - Fan, Centrifugal: Supply/Return/Exhaust Fan | 1 | Year | 2016-05-01
001-EXF-006-2 | Fan F-6-2 (Room 3141.2) |  |  | 001-ATTIC A |  | 1
| Loren Cook |  | 15 DB | 315 S4000 8600 0695 0013
| W847301 |  | PM - Fan, Centrifugal: Supply/Return/Exhaust Fan | 1 | Year | 2016-05-01
001-EXF-007 | Fan F-7 |  |  | 001-ATTIC A |  | 1
| Loren Cook |  | 15 DB | 315 S4000 8600 0695 0017
| W847301 |  | PM - Fan, Centrifugal: Supply/Return/Exhaust Fan | 1 | Year | 2016-05-01
001-EXF-007-2 | Fan F-7 (Room 3141) |  |  | 001-ATTIC A |  | 1
| Loren Cook |  | 15 DB
| W847301 |  | PM - Fan, Centrifugal: Supply/Return/Exhaust Fan | 1 | Year | 2016-05-01
001-EXF-008-1 | Fan F-8-1 (Room 3103) |  |  | 001-ATTIC C |  | 1
| Loren Cook |  | 15 DB | 315 S4000 8600 0695 0018
| W847301 |  | PM - Fan, Centrifugal: Supply/Return/Exhaust Fan | 1 | Year | 2016-05-01
001-EXF-008-2 | Fan F-8-2 (Room 3107) |  |  | 001-ATTIC C |  | 1
| Loren Cook |  | 15 DB | 315 S4000 8600 0695 0019
| W847301 |  | PM - Fan, Centrifugal: Supply/Return/Exhaust Fan | 1 | Year | 2016-05-01
001-EXF-009-1 | Fan F-9-1 |  |  | 001-ATTIC C |  | 1
| Trane. |  | MCCA006GAK0AAC000C0ESA00A | K95K78282
| W847301 |  | PM - Fan, Centrifugal: Supply/Return/Exhaust Fan | 1 | Year | 2016-05-01
001-EXF-009-2 | Fan F-9-2 |  |  | 001-ATTIC C |  | 1
| Trane. |  | MCCA006GAL0AAC000C0ESA00A | K95K78306
| W847301 |  | PM - Fan, Centrifugal: Supply/Return/Exhaust Fan | 1 | Year | 2016-05-01
001-EXF-010 | Fan F-10 |  |  | 001-ATTIC C |  | 1
| Trane. |  | MCCA006GAL0ABC000D0ESA00A | K95K78318
| W847301 |  | PM - Fan, Centrifugal: Supply/Return/Exhaust Fan | 1 | Year | 2016-05-01
001-EXF-011 | Fan F-11 |  |  | 001-ATTIC C |  | 1
| Trane. |  | MCCA010GAL0ABC000E0ESA00A | K95K78639
| W847301 |  | PM - Fan, Centrifugal: Supply/Return/Exhaust Fan | 1 | Year | 2016-05-01
001-EXF-012-1 | Fan F-12-1 |  |  | 001-ATTIC A |  | 1
| Loren Cook |  | 70-MH-SD | 315 04000 8602 0795 0002
| W847301 |  | PM - Fan, Centrifugal: Supply/Return/Exhaust Fan | 1 | Year | 2016-05-01
001-EXF-012-2 | Fan F-12-2 |  |  | 001-ATTIC A |  | 1
| Loren Cook |  | 70-MH-SD | 315 04000 8602 0795 0001
| W847301 |  | PM - Fan, Centrifugal: Supply/Return/Exhaust Fan | 1 | Year | 2016-05-01
001-EXF-013 | Fan F-13 (Toilet/Janitor Gen. Exhaust, Area A North) |  |  | 001-ATTIC A |  | 1
| Loren Cook |  | 10 DB | 315 S4000 8600 0695 0020
| W847301 |  | PM - Fan, Centrifugal: Supply/Return/Exhaust Fan | 1 | Year | 2016-05-01
001-EXF-014 | Fan F-14 (Toilet/Janitor Gen. Exhaust, Area A South) |  |  | 001-ATTIC C |  | 1
| Loren Cook |  | 13 DB | 315 S4000 8600 0695 0021
| W847301 |  | PM - Fan, Centrifugal: Supply/Return/Exhaust Fan | 1 | Year | 2016-05-01
001-EXF-015 | Fan F-15 |  |  | 001-ATTIC D |  | 1
| Loren Cook |  | 15 TDB | 315 S4000 8600 0695 0022
| W847301 |  | PM - Fan, Centrifugal: Supply/Return/Exhaust Fan | 1 | Year | 2016-05-01
001-EXF-016B | Fan F-16 |  |  | 001-ATTIC B |  | 1
| Loren Cook |  | 13 TDB | 315 S4000 8600 0695 0024
| W847301 |  | PM - Fan, Centrifugal: Supply/Return/Exhaust Fan | 1 | Year | 2016-05-01
001-EXF-016D | Fan F-16 |  |  | 001-ATTIC D |  | 1
| Loren Cook |  | 13 TDB | 315 S4000 8600 0695 0023
| W847301 |  | PM - Fan, Centrifugal: Supply/Return/Exhaust Fan | 1 | Year | 2016-05-01
001-EXF-018 | Fan F-18 (Roof) |  |  | 001-ROOF |  | 1
Loren Cook
| W847301 |  | PM - Fan, Centrifugal: Supply/Return/Exhaust Fan | 1 | Year | 2016-05-01
001-EXF-019A | Fan F-19 |  |  | 001-ATTIC A |  | 1
| Loren Cook |  | 365 SQIB | 315 S4000 8600 0695 0030
| W847301 |  | PM - Fan, Centrifugal: Supply/Return/Exhaust Fan | 1 | Year | 2016-05-01
001-EXF-019C | Fan F-19 |  |  | 001-ATTIC C |  | 1
| Loren Cook |  | 365 SQIB | 315 S4000 8600 0695 0029
| W847301 |  | PM - Fan, Centrifugal: Supply/Return/Exhaust Fan | 1 | Year | 2016-05-01
001-EXF-020 | Fan F-20 (Attic Vent, Roof) |  |  | 001-ROOF B |  | 1
| W847301 |  | PM - Fan, Centrifugal: Supply/Return/Exhaust Fan | 1 | Year | 2016-05-01
001-EXF-021 | Fan F-21 (Roof) |  |  | 001-ATTIC 5TH |  | 1
| W847301 |  | PM - Fan, Centrifugal: Supply/Return/Exhaust Fan | 1 | Year | 2016-05-01
001-EXF-022A | Exhaust Fan F-22A (Primary Room Vent) |  |  | 001-SUB B |  | 1
| W847301 |  | PM - Fan, Centrifugal: Supply/Return/Exhaust Fan | 1 | Year | 2016-05-01
001-EXF-022B | Exhaust Fan F-22B (Chiller Room Vent) |  |  | 001-SUB B |  | 1
| W847301 |  | PM - Fan, Centrifugal: Supply/Return/Exhaust Fan | 1 | Year | 2016-05-01
001-EXF-EF1B | Fan EF-1 |  |  | 001-ATTIC B |  | 1
| Loren Cook |  | DB 10 | 129S5236020000007020898
| W847301 |  | PM - Fan, Centrifugal: Supply/Return/Exhaust Fan | 1 | Year | 2016-05-01
001-EXF-EF1D | Fan EF-1 |  |  | 001-ATTIC D |  | 1
| Loren Cook |  | DB 10
| W847301 |  | PM - Fan, Centrifugal: Supply/Return/Exhaust Fan | 1 | Year | 2016-05-01
001-RAF-001 | Exhaust/Relief Air Fan, EF 1 (Roof) |  |  | 001-E ROOF |  | 1
Trane.
| W847301 |  | PM - Fan, Centrifugal: Supply/Return/Exhaust Fan | 1 | Year | 2016-05-01
003-EXF-001 | North West Quadrant Exhaust Fan 1 |  |  | 003-ROOF |  | 1
| W847301 |  | PM - Fan, Centrifugal: Supply/Return/Exhaust Fan | 1 | Year | 2016-07-01
003-EXF-002 | North East Quadrant Exhaust Fan 2 |  |  | 003-ROOF |  | 1
| W847301 |  | PM - Fan, Centrifugal: Supply/Return/Exhaust Fan | 1 | Year | 2016-07-01
003-EXF-003 | South West Quadrant Exhaust Fan 3 |  |  | 003-ROOF |  | 1
| W847301 |  | PM - Fan, Centrifugal: Supply/Return/Exhaust Fan | 1 | Year | 2016-07-01
003-EXF-004 | South East QuadrantExhaust Fan 4 |  |  | 003-ROOF |  | 1
| W847301 |  | PM - Fan, Centrifugal: Supply/Return/Exhaust Fan | 1 | Year | 2016-07-01
003-EXF-005 | Machine Shop Welding Room Exhaust Fan 5 |  |  | 003-ROOF |  | 1
| W847301 |  | PM - Fan, Centrifugal: Supply/Return/Exhaust Fan | 1 | Year | 2016-07-01
003-EXF-006 | Machine Shop Soldering Table Exhaust Fan 6 |  |  | 003-ROOF |  | 1
| W847301 |  | PM - Fan, Centrifugal: Supply/Return/Exhaust Fan | 1 | Year | 2016-07-01
003-EXF-007 | West Fume Hoods Exhaust Fan 7 |  |  | 003-ROOF |  | 1
| W847301 |  | PM - Fan, Centrifugal: Supply/Return/Exhaust Fan | 1 | Year | 2016-07-01
003-EXF-008 | 1st & 2nd Floor East Fume Hoods Exhaust Fan 8 |  |  | 003-ROOF |  | 1
| W847301 |  | PM - Fan, Centrifugal: Supply/Return/Exhaust Fan | 1 | Year | 2016-07-01
003-EXF-009 | Basement & 3rd Floor Fume Hoods Exhaust Fan 9 |  |  | 003-ROOF |  | 1
| W847301 |  | PM - Fan, Centrifugal: Supply/Return/Exhaust Fan | 1 | Year | 2016-07-01
003-EXF-010 | Center Toilet Exhaust Fan 10 |  |  | 003-ROOF |  | 1
| W847301 |  | PM - Fan, Centrifugal: Supply/Return/Exhaust Fan | 1 | Year | 2016-07-01
003-EXF-011 | Center Core Exhaust Fan 11 |  |  | 003-ROOF |  | 1
| W847301 |  | PM - Fan, Centrifugal: Supply/Return/Exhaust Fan | 1 | Year | 2016-07-01
003-EXF-013 | Exhaust Fan 13 |  |  | 003-ROOF |  | 1
| W847301 |  | PM - Fan, Centrifugal: Supply/Return/Exhaust Fan | 1 | Year | 2016-07-01
003-EXF-014 | Rm 342 Cleanroom Exhaust Fan #1 |  |  | 003-ROOF |  | 1
| Greenheck |  | VK-H-10-M20-X | 12377295 1104
| W847301 |  | PM - Fan, Centrifugal: Supply/Return/Exhaust Fan | 1 | Year | 2016-07-01
003-EXF-015 | Rm 342 Cleanroom Exhaust Fan #2 |  |  | 003-ROOF |  | 1
| Greenheck |  | VK-H-10-M20-X | 12377296 1104
| W847301 |  | PM - Fan, Centrifugal: Supply/Return/Exhaust Fan | 1 | Year | 2016-07-01
005-EXF-003 | Exhaust Fan 3 - Room 1039 & 2039 |  |  | 005-04038.00 |  | 1
| Buffalo |  | A-29432 | 1
| W847301 |  | PM - Fan, Centrifugal: Supply/Return/Exhaust Fan | 1 | Year | 2016-06-01
005-EXF-004 | Exhaust Fan 4 - Room 2039 |  |  | 005-ROOF |  | 1
| W847301 |  | PM - Fan, Centrifugal: Supply/Return/Exhaust Fan | 1 | Year | 2016-06-01
005-EXF-005 | Exhaust Fan 5 - Room 1040 |  |  | 005-04038.00 |  | 1
| W847301 |  | PM - Fan, Centrifugal: Supply/Return/Exhaust Fan | 1 | Year | 2016-06-01
005-EXF-006 | Exhaust Fan 6 - Room 2027 & 2035 |  |  | 005-ROOF |  | 1
| W847301 |  | PM - Fan, Centrifugal: Supply/Return/Exhaust Fan | 1 | Year | 2016-06-01
005-EXF-007 | Exhaust Fan 7 - Room 1028 |  |  | 005-ROOF |  | 1
| W847301 |  | PM - Fan, Centrifugal: Supply/Return/Exhaust Fan | 1 | Year | 2016-06-01
005-EXF-008 | Exhaust Fan 8 - Room 2035 |  |  | 005-ROOF |  | 1
| W847301 |  | PM - Fan, Centrifugal: Supply/Return/Exhaust Fan | 1 | Year | 2016-06-01
005-EXF-009 | Exhaust Fan 9 - Room 1027 |  |  | 005-ROOF |  | 1
| W847301 |  | PM - Fan, Centrifugal: Supply/Return/Exhaust Fan | 1 | Year | 2016-06-01
005-EXF-013 | Exhaust Fan 13 - Room 1038 |  |  | 005-WEST ROOF |  | 1
|  |  | 200VI Utility Set | 91302178B
| W847301 |  | PM - Fan, Centrifugal: Supply/Return/Exhaust Fan | 1 | Year | 2016-06-01
005-EXF-014 | Exhaust Fan 14 - Room 1035 |  |  | 005-WEST ROOF |  | 1
|  |  | 200BI Utility Set | 9115-002
| W847301 |  | PM - Fan, Centrifugal: Supply/Return/Exhaust Fan | 1 | Year | 2016-06-01
005-EXF-015 | Exhaust Fan 15 |  |  | 005-ROOF |  | 1
| W847301 |  | PM - Fan, Centrifugal: Supply/Return/Exhaust Fan | 1 | Year | 2016-06-01
005-EXF-016 | Exhaust Fan 16 - Room 2049 |  |  | 005-ROOF |  | 1
| W847301 |  | PM - Fan, Centrifugal: Supply/Return/Exhaust Fan | 1 | Year | 2016-06-01
005-EXF-017 | Exhaust Fan 17 - Room 2050 |  |  | 005-ROOF |  | 1
| W847301 |  | PM - Fan, Centrifugal: Supply/Return/Exhaust Fan | 1 | Year | 2016-06-01
005-EXF-018 | Exhaust Fan 18 - Room 2003 |  |  | 005-ROOF |  | 1
| W847301 |  | PM - Fan, Centrifugal: Supply/Return/Exhaust Fan | 1 | Year | 2016-06-01
005-EXF-020 | Exhaust Fan 20 - Room 3025 |  |  | 005-ROOF |  | 1
| W847301 |  | PM - Fan, Centrifugal: Supply/Return/Exhaust Fan | 1 | Year | 2016-06-01
005-EXF-022 | Exhaust Fan 22 - Room 3023 |  |  | 005-ROOF |  | 1
| W847301 |  | PM - Fan, Centrifugal: Supply/Return/Exhaust Fan | 1 | Year | 2016-06-01
005-EXF-023 | Exhaust Fan 23 - Room 3025 |  |  | 005-ROOF |  | 1
| W847301 |  | PM - Fan, Centrifugal: Supply/Return/Exhaust Fan | 1 | Year | 2016-06-01
005-EXF-025 | Exhaust Fan 25 |  |  | 005-04019.00 |  | 1
| W847301 |  | PM - Fan, Centrifugal: Supply/Return/Exhaust Fan | 1 | Year | 2016-06-01
005-EXF-026 | Exhaust Fan 26 - Toilet Exhaust |  |  | 005-04019.00 |  | 1
| W847301 |  | PM - Fan, Centrifugal: Supply/Return/Exhaust Fan | 1 | Year | 2016-06-01
005-EXF-027 | Exhaust Fan 27 |  |  | 005-04019.00 |  | 1
| W847301 |  | PM - Fan, Centrifugal: Supply/Return/Exhaust Fan | 1 | Year | 2016-06-01
005-EXF-028 | Exhaust Fan 28 |  |  | 005-04019.00 |  | 1
| W847301 |  | PM - Fan, Centrifugal: Supply/Return/Exhaust Fan | 1 | Year | 2016-06-01
005-EXF-029 | Exhaust Fan 29 - Lethal Chamber |  |  | 005-00033.30 |  | 2
| W847301 |  | PM - Fan, Centrifugal: Supply/Return/Exhaust Fan | 1 | Year | 2016-06-01
005-EXF-030 | Exhaust Fan 30 - Room 3040 |  |  | 005-ROOF |  | 1
| Greenheck |  | 33-BISW-10-CCW-UB-I | 89H06312
| W847301 |  | PM - Fan, Centrifugal: Supply/Return/Exhaust Fan | 1 | Year | 2016-06-01
005-EXF-031 | Exhaust Fan 31 - Room 3038 |  |  | 005-ROOF |  | 1
| Greenheck |  | 33-BISW-10-CCW-UB-I | 89H06313
| W847301 |  | PM - Fan, Centrifugal: Supply/Return/Exhaust Fan | 1 | Year | 2016-06-01
005-EXF-032 | Exhaust Fan 32 - Room 3040 |  |  | 005-ROOF |  | 1
| Greenheck |  | 18-BISW-10-CCW-UB-I | 89H06314
| W847301 |  | PM - Fan, Centrifugal: Supply/Return/Exhaust Fan | 1 | Year | 2016-06-01
005-EXF-033 | Exhaust Fan 33 - Room 3039 |  |  | 005-ROOF |  | 1
| Greenheck |  | 20-BISW-10-CCW-UB-I | 89H06315
| W847301 |  | PM - Fan, Centrifugal: Supply/Return/Exhaust Fan | 1 | Year | 2016-06-01
005-EXF-034 | Exhaust Fan 34 - Room 1002 & 2004 |  |  | 005-ROOF |  | 1
| Greenheck |  | 12-BISW-10-CW-PH-I | 89H06316
| W847301 |  | PM - Fan, Centrifugal: Supply/Return/Exhaust Fan | 1 | Year | 2016-06-01
005-EXF-035 | Exhaust Fan 35 |  |  | 005-ROOF |  | 1
| Greenheck |  | 49-BISW-10-CCW-TH-I | 89H06317
| W847301 |  | PM - Fan, Centrifugal: Supply/Return/Exhaust Fan | 1 | Year | 2016-06-01
005-EXF-036 | Exhaust Fan 36 |  |  | 005-ROOF |  | 1
| Greenheck |  | 44-BISW-10-CW-TH-I | 89H06318
| W847301 |  | PM - Fan, Centrifugal: Supply/Return/Exhaust Fan | 1 | Year | 2016-06-01
005-EXF-037 | Exhaust Fan 37 - Room 3027 |  |  | 005-ROOF |  | 1
| W847301 |  | PM - Fan, Centrifugal: Supply/Return/Exhaust Fan | 1 | Year | 2016-06-01
005-EXF-038 | Exhaust Fan 38 - Room 3016 |  |  | 005-ROOF |  | 1
| W847301 |  | PM - Fan, Centrifugal: Supply/Return/Exhaust Fan | 1 | Year | 2016-06-01
005-EXF-039 | Exhaust Fan 39 - Room 3012 |  |  | 005-ROOF |  | 1
| W847301 |  | PM - Fan, Centrifugal: Supply/Return/Exhaust Fan | 1 | Year | 2016-06-01
005-EXF-040 | Exhaust Fan 40 - Room 3008 |  |  | 005-ROOF |  | 1
| W847301 |  | PM - Fan, Centrifugal: Supply/Return/Exhaust Fan | 1 | Year | 2016-06-01
005-EXF-041 | Exhaust Fan 41- Room 3002 |  |  | 005-ROOF |  | 1
| W847301 |  | PM - Fan, Centrifugal: Supply/Return/Exhaust Fan | 1 | Year | 2016-06-01
005-EXF-042 | Exhaust Fan 42 - Room 3003 |  |  | 005-ROOF |  | 1
| W847301 |  | PM - Fan, Centrifugal: Supply/Return/Exhaust Fan | 1 | Year | 2016-06-01
005-EXF-043 | Exhaust Fan 43 - Room 2028 |  |  | 005-ROOF |  | 1
| W847301 |  | PM - Fan, Centrifugal: Supply/Return/Exhaust Fan | 1 | Year | 2016-06-01
006-EXF-001 | General Exhaust Fan 1 |  |  | 006-ROOF |  | 1
| Acme |  | 3033R A/10
| W847301 |  | PM - Fan, Centrifugal: Supply/Return/Exhaust Fan | 1 | Year | 2016-06-01
006-EXF-002 | General Exhaust Fan 2 |  |  | 006-ROOF |  | 1
3033R A/10
| W847301 |  | PM - Fan, Centrifugal: Supply/Return/Exhaust Fan | 1 | Year | 2016-06-01
006-EXF-003 | General Exhaust Fan 3 |  |  | 006-ROOF |  | 1
3033R A/10
| W847301 |  | PM - Fan, Centrifugal: Supply/Return/Exhaust Fan | 1 | Year | 2016-06-01
006-EXF-004 | General Exhaust Fan 4 |  |  | 006-ROOF |  | 1
3033R A/10
| W847301 |  | PM - Fan, Centrifugal: Supply/Return/Exhaust Fan | 1 | Year | 2016-06-01
007-EXF-001 | General Exhaust Fan EF-1, Heat Recovery, West |  |  | 007-ROOF |  | 1
| PREFILTERS |  | Replace PRE-filters | 3 | Month | 2016-09-10
007-EXF-002 | General Exhaust Fan EF-2, Heat Recovery, West |  |  | 007-ROOF |  | 1
| PREFILTERS |  | Replace PRE-filters | 3 | Month | 2016-09-10
007-EXF-003 | General Exhaust Fan EF-3, Heat Recovery, East |  |  | 007-ROOF |  | 1
007-EXF-004 | General Exhaust Fan EF-4, Heat Recovery, East |  |  | 007-ROOF |  | 1
007-EXF-005 | Toilet Exhaust Fan 5 |  |  | 007-PH ROOF |  | 1
007-EXF-006 | Exhaust Fan 6, North Basement, 8 Hoods |  |  | 007-PH ROOF |  | 1
008-EXF-001 | Toilet Exhaust Fan |  |  | 008-00800.00 |  | 1
|  |  | 450A | 67J5914
| W847301 |  | PM - Fan, Centrifugal: Supply/Return/Exhaust Fan | 1 | Year | 2016-06-01
008-EXF-002 | General Exhaust Fan |  |  | 008-00800.00 |  | 1
|  |  | 300A | 67J5913
| W847301 |  | PM - Fan, Centrifugal: Supply/Return/Exhaust Fan | 1 | Year | 2016-06-01
008-EXF-003 | Exhaust/Relief Fan, Ventilation (Through the Wall) |  |  | 008-00800.00 |  | 1
| W847301 |  | PM - Fan, Centrifugal: Supply/Return/Exhaust Fan | 1 | Year | 2016-06-01
008-EXF-004 | TOILET EXHAUST FAN,PENTHOUSE |  |  |  |  | 1
| Buffalo |  | 450A | 67J5914
| W847301 |  | PM - Fan, Centrifugal: Supply/Return/Exhaust Fan | 1 | Year | 2016-06-01
008-EXF-005 | GENERAL EXHAUST FAN,PENTHOUSE |  |  |  |  | 1
| Buffalo |  | 300A | 67J5913
| W847301 |  | PM - Fan, Centrifugal: Supply/Return/Exhaust Fan | 1 | Year | 2016-06-01
016-EXF-001 | Toilet Exhaust Fan (For Room 201.1) |  |  |  |  | 1
1C791
| W847301 |  | PM - Fan, Centrifugal: Supply/Return/Exhaust Fan | 1 | Year | 2016-05-01
016-EXF-002 | Exhaust Fan (Room 430) |  |  | 016-00430.00 |  | 1
American Blower
| W847301 |  | PM - Fan, Centrifugal: Supply/Return/Exhaust Fan | 1 | Year | 2016-05-01
016-EXF-003 | Exhaust Fan (Room 405) |  |  | 016-00405.00 |  | 1
| Buffalo |  | 660
| W847301 |  | PM - Fan, Centrifugal: Supply/Return/Exhaust Fan | 1 | Year | 2016-05-01
016-EXF-004 | Exhaust Fan (Room 406) |  |  | 016-00406.00 |  | 1
| W847301 |  | PM - Fan, Centrifugal: Supply/Return/Exhaust Fan | 1 | Year | 2016-05-01
016-EXF-005 | Exhaust Fan (Room 450) |  |  | 016-00450.00 |  | 1
| W847301 |  | PM - Fan, Centrifugal: Supply/Return/Exhaust Fan | 1 | Year | 2016-05-01
022-EXF-001 | Exhaust Fan 1 |  |  | 022-BSMNT 16 |  | 1
| W847301 |  | PM - Fan, Centrifugal: Supply/Return/Exhaust Fan | 1 | Year | 2016-05-01
023-EXF-001 | Exhaust Fan |  |  | 023-00125.00 |  | 1
| W847301 |  | PM - Fan, Centrifugal: Supply/Return/Exhaust Fan | 1 | Year | 2016-05-01
025-EXF-001 | Mechanical Room Exhaust Fan 1 |  |  | 025-00060.00 |  | 1
| Greenheck |  | BSQ-300-30-X | 00A03635
| W847301 |  | PM - Fan, Centrifugal: Supply/Return/Exhaust Fan | 1 | Year | 2016-08-01
025-EXF-002 | Exhaust Fan 2 |  |  | 025-00060.00 |  | 1
| W847301 |  | PM - Fan, Centrifugal: Supply/Return/Exhaust Fan | 1 | Year | 2016-08-01
026-EXF-005 | Main Exhaust Fan 5 |  |  | 026-PENTHOUSE |  | 1
| W847301 |  | PM - Fan, Centrifugal: Supply/Return/Exhaust Fan | 1 | Year | 2016-08-01
026-EXF-006 | Restroom Exhaust Fan 6 |  |  | 026-PENTHOUSE |  | 1
| W847301 |  | PM - Fan, Centrifugal: Supply/Return/Exhaust Fan | 1 | Year | 2016-08-01
026-EXF-007 | Restroom Exhaust Fan 7 |  |  | 026-PENTHOUSE |  | 1
| W847301 |  | PM - Fan, Centrifugal: Supply/Return/Exhaust Fan | 1 | Year | 2016-08-01
026-EXF-008 | Boiler Room Exhaust fan |  |  | 026-00060.90 |  | 1
| Greenheck |  | Greenheck SBE - 1H24-4
| W847301 |  | PM - Fan, Centrifugal: Supply/Return/Exhaust Fan | 1 | Year | 2016-08-01
027-EXF-001 | Exhaust Fan (Kitchen) |  |  | 027-00012.00 |  | 1
| W847301 |  | PM - Fan, Centrifugal: Supply/Return/Exhaust Fan | 1 | Year | 2016-08-01
027-EXF-002 | Exhaust Fan (Toilet) |  |  | 027-00012.00 |  | 1
| W847301 |  | PM - Fan, Centrifugal: Supply/Return/Exhaust Fan | 1 | Year | 2016-08-01
027-EXF-003 | Exhaust Fan 3 (Office Area, Toilet) |  |  | 027-00011.00 |  | 1
| American Blower |  |  | 182-11
| W847301 |  | PM - Fan, Centrifugal: Supply/Return/Exhaust Fan | 1 | Year | 2016-08-01
027-EXF-004 | Exhaust Fan (Lab) |  |  | 027-00012.00 |  | 1
| W847301 |  | PM - Fan, Centrifugal: Supply/Return/Exhaust Fan | 1 | Year | 2016-08-01
034-EXF-006 | Exhaust Fan #6 |  |  | 034-401 |  | 1
| W847301 |  | PM - Fan, Centrifugal: Supply/Return/Exhaust Fan | 1 | Year | 2016-08-01
034-EXF-009 | Exhaust Fan #9 |  |  | 034-7TH FLOOR |  | 1
| Bayley |  | Order-D0398
| W847301 |  | PM - Fan, Centrifugal: Supply/Return/Exhaust Fan | 1 | Year | 2016-08-01
036-EXF-001 | Exhaust Fan 1 (Old Wing) |  |  | 036-ROOF |  | 1
| W847301 |  | PM - Fan, Centrifugal: Supply/Return/Exhaust Fan | 1 | Year | 2016-08-01
036-EXF-002 | Exhaust Fan 2 (Old Wing) |  |  | 036-ROOF |  | 1
| W847301 |  | PM - Fan, Centrifugal: Supply/Return/Exhaust Fan | 1 | Year | 2016-08-01
036-EXF-003 | Exhaust Fan 3 (Old Wing) |  |  | 036-ROOF |  | 1
| W847301 |  | PM - Fan, Centrifugal: Supply/Return/Exhaust Fan | 1 | Year | 2016-08-01
036-EXF-004 | Exhaust Fan 4 (Old Wing) |  |  | 036-ROOF |  | 1
| W847301 |  | PM - Fan, Centrifugal: Supply/Return/Exhaust Fan | 1 | Year | 2016-08-01
036-EXF-005 | Exhaust Fan 5 (Old Wing) |  |  | 036-ROOF |  | 1
| W847301 |  | PM - Fan, Centrifugal: Supply/Return/Exhaust Fan | 1 | Year | 2016-08-01
036-EXF-006 | Exhaust Fan 6 (Old Wing) |  |  | 036-ROOF |  | 1
| W847301 |  | PM - Fan, Centrifugal: Supply/Return/Exhaust Fan | 1 | Year | 2016-08-01
036-EXF-007 | Exhaust Fan 7 (Old Wing) |  |  | 036-ROOF |  | 1
| W847301 |  | PM - Fan, Centrifugal: Supply/Return/Exhaust Fan | 1 | Year | 2016-08-01
036-EXF-008 | Exhaust Fan 4 **inside the wall** |  |  | 036-00022.00 |  | 1
| W847301 |  | PM - Fan, Centrifugal: Supply/Return/Exhaust Fan | 1 | Year | 2016-08-01
038-EXF-001 | Exhaust Fan |  |  | 038-ROOF |  | 1
| Buffalo |  | Type L-L, Size 3 Class 1 | Shop Order N-13615
| W847301 |  | PM - Fan, Centrifugal: Supply/Return/Exhaust Fan | 1 | Year
039-EXF-001 | Exhaust Fan 1 (Auditorium) |  |  | 039-00025.00 |  | 1
| Trane. |  | 21 | SS-4689
| W847301 |  | PM - Fan, Centrifugal: Supply/Return/Exhaust Fan | 1 | Year | 2016-06-01
039-EXF-004 | Exhaust Fan 4 (Mechanical Room 025) |  |  | 039-00025.00 |  | 1
| Trane. |  | 31 | SS4709
| W847301 |  | PM - Fan, Centrifugal: Supply/Return/Exhaust Fan | 1 | Year | 2016-06-01
039-EXF-005 | Exhaust Fan 5 |  |  | 039-00023.00 |  | 1
| Trane. |  | 31 | SS4710
| W847301 |  | PM - Fan, Centrifugal: Supply/Return/Exhaust Fan | 1 | Year | 2016-06-01
040-EXF-002 | Exhaust Fan 2 |  |  | 040-00365.00 |  | 1
Sturtevant
| W847301 |  | PM - Fan, Centrifugal: Supply/Return/Exhaust Fan | 1 | Year | 2016-06-01
040-EXF-003 | Exhaust Fan 3 (Ceramics Kiln) |  |  | 040-00365.00 |  | 1
Sturtevant
| W847301 |  | PM - Fan, Centrifugal: Supply/Return/Exhaust Fan | 1 | Year | 2016-06-01
040-EXF-005 | Exhaust Fan 5 (Room 262, 263) |  |  | 040-00365.00 |  | 1
Sturtevant
| W847301 |  | PM - Fan, Centrifugal: Supply/Return/Exhaust Fan | 1 | Year | 2016-06-01
040-EXF-006 | Exhaust Fan 6 |  |  | 040-00365.00 |  | 1
Sturtevant
| W847301 |  | PM - Fan, Centrifugal: Supply/Return/Exhaust Fan | 1 | Year | 2016-06-01
040-EXF-007 | Exhaust Fan 7 (Room 157, 159) |  |  | 040-00349.10 |  | 1
Sturtevant
| W847301 |  | PM - Fan, Centrifugal: Supply/Return/Exhaust Fan | 1 | Year | 2016-06-01
040-EXF-008 | Exhaust Fan 8 (Hammer Room) |  |  | 040-00349.10 |  | 1
Sturtevant
| W847301 |  | PM - Fan, Centrifugal: Supply/Return/Exhaust Fan | 1 | Year | 2016-06-01
040-EXF-009 | Exhaust Fan 9 (Metal Shop) |  |  | 040-00349.10 |  | 1
Sturtevant
| W847301 |  | PM - Fan, Centrifugal: Supply/Return/Exhaust Fan | 1 | Year | 2016-06-01
040-EXF-010 | Exhaust Fan 10 (Paint Booth) |  |  | 040-00349.10 |  | 1
Sturtevant
| W847301 |  | PM - Fan, Centrifugal: Supply/Return/Exhaust Fan | 1 | Year | 2016-06-01
040-EXF-011 | Exhaust Fan 11 (Room 250) |  |  | 040-00349.10 |  | 1
Sturtevant
| W847301 |  | PM - Fan, Centrifugal: Supply/Return/Exhaust Fan | 1 | Year | 2016-06-01
040-EXF-012 | Exhaust Fan 12 (Bathrooms) |  |  | 040-00349.10 |  | 1
Sturtevant
| W847301 |  | PM - Fan, Centrifugal: Supply/Return/Exhaust Fan | 1 | Year | 2016-06-01
042-EXF-001 | Toilet Exhaust Fan (Alumni) |  |  | 042-00032.00 |  | 1
| Trane. |  | 31 | SS4713
| W847301 |  | PM - Fan, Centrifugal: Supply/Return/Exhaust Fan | 1 | Year | 2016-06-01
043-EXF-001 | Exhaust Fan VF-1 (Mechanical Room) |  |  | 043-BASEMENT |  | 1
| Greenheck |  | BSQ-140-15-X | 02623129
| W847301 |  | PM - Fan, Centrifugal: Supply/Return/Exhaust Fan | 1 | Year | 2016-06-01
043-EXF-002 | Hot Kitchen Exhaust Fan (Dishwasher EF-4) |  |  | 043-00006.00 |  | 1
| W847301 |  | PM - Fan, Centrifugal: Supply/Return/Exhaust Fan | 1 | Year | 2016-06-01
043-EXF-003 | Hot Kitchen Exhaust Fan #4A (Oven) |  |  | 043-00006.00 |  | 1
| W847301 |  | PM - Fan, Centrifugal: Supply/Return/Exhaust Fan | 1 | Year | 2016-06-01
043-EXF-004 | Hot Kitchen Exhaust Fan (EF-3) |  |  | 043-00006.00 |  | 1
| W847301 |  | PM - Fan, Centrifugal: Supply/Return/Exhaust Fan | 1 | Year | 2016-06-01
043-EXF-005 | Building Exhaust Fan |  |  | 043-2FL MENS |  | 1
| W847301 |  | PM - Fan, Centrifugal: Supply/Return/Exhaust Fan | 1 | Year | 2016-06-01
046-EXF-001 | Exhaust Fan (Basement Locker Room) |  |  | 046-00316.00 |  | 1
| American Standard |  | Order No. 3-30369-06 | 200-150
| W847301 |  | PM - Fan, Centrifugal: Supply/Return/Exhaust Fan | 1 | Year | 2016-05-01
048-EXF-001 | Exhaust Fan #1 (serves South Toilet Rooms) |  |  | 048-4TH FLOOR |  | 1
Greenheck
| W847301 |  | PM - Fan, Centrifugal: Supply/Return/Exhaust Fan | 1 | Year | 2016-05-01
048-EXF-002 | Exhaust Fan #2 (serves General Exhaust) |  |  | 048-ROOF |  | 1
| Greenheck |  | GB-141-3X-QD | 12D-76663-1005
| W847301 |  | PM - Fan, Centrifugal: Supply/Return/Exhaust Fan | 1 | Year | 2016-05-01
048-EXF-003 | Exhaust Fan #3 (serves North Toilet Rooms) |  |  | 048-ROOF |  | 1
| Greenheck |  | GB-80-4X-OD | 97G-01 307
| W847301 |  | PM - Fan, Centrifugal: Supply/Return/Exhaust Fan | 1 | Year | 2016-05-01
049-EXF-002 | EXHAUST FAN |  |  |  |  | 1
| W847301 |  | PM - Fan, Centrifugal: Supply/Return/Exhaust Fan | 1 | Year | 2016-05-01
049-EXF-003 | EXHAUST FAN |  |  |  |  | 1
| W847301 |  | PM - Fan, Centrifugal: Supply/Return/Exhaust Fan | 1 | Year | 2016-05-01
049-EXF-004 | EXHAUST FAN |  |  |  |  | 1
| W847301 |  | PM - Fan, Centrifugal: Supply/Return/Exhaust Fan | 1 | Year | 2016-05-01
049-EXF-005 | EXHAUST FAN, CATERING |  |  |  |  | 1
| W847301 |  | PM - Fan, Centrifugal: Supply/Return/Exhaust Fan | 1 | Year | 2016-05-01
049-EXF-007 | EXHAUST FAN |  |  |  |  | 1
| W847301 |  | PM - Fan, Centrifugal: Supply/Return/Exhaust Fan | 1 | Year | 2016-05-01
049-EXF-008 | EXHAUST FAN |  |  |  |  | 1
| W847301 |  | PM - Fan, Centrifugal: Supply/Return/Exhaust Fan | 1 | Year | 2016-05-01
049-EXF-009 | EXHAUST FAN EF-K1 (Damon Keith 2nd Flr Restroom) |  |  |  |  | 1
| Modine |  | HC-47-S-01
| W847301 |  | PM - Fan, Centrifugal: Supply/Return/Exhaust Fan | 1 | Year | 2016-05-01
049-EXF-010 | EXHAUST FAN EF-K1 (Damon Keith 2nd Flr Women's Restroom) |  |  |  |  | 1
| Modine |  | HC-47-S-01
| W847301 |  | PM - Fan, Centrifugal: Supply/Return/Exhaust Fan | 1 | Year | 2016-05-01
049-EXF-011 | EXHAUST FAN EF-K1 (Damon Keith 2nd Flr Men's Restroom) |  |  |  |  | 1
| Modine |  | HC-47-S-01
| W847301 |  | PM - Fan, Centrifugal: Supply/Return/Exhaust Fan | 1 | Year | 2016-05-01
060-EXF-001 | Exhaust Fan (Garage Area) |  |  | 060-GARAGE |  | 1
060-EXF-002 | 3rd Floor Exhaust Fan |  |  | 060-3RD FLOOR |  | 1
060-EXF-003 | EXHAUST FAN |  |  | 060-PAINT SHP |  | 1
062-EXF-001 | Exhaust Fan 1 (Toilet Exhaust) |  |  | 062-ROOF |  | 1
| Greenheck |  | GB1605X | 95D04910
| W847301 |  | PM - Fan, Centrifugal: Supply/Return/Exhaust Fan | 1 | Year | 2016-05-01
062-EXF-002 | Exhaust Fan 2 (Toilet Exhaust) |  |  | 062-ROOF |  | 1
|  |  | No Name Plate | No Name Plate
| W847301 |  | PM - Fan, Centrifugal: Supply/Return/Exhaust Fan | 1 | Year | 2016-05-01
062-EXF-003 | Exhaust Fan 3 |  |  | 062-01424.00 |  | 1
| W847301 |  | PM - Fan, Centrifugal: Supply/Return/Exhaust Fan | 1 | Year | 2016-05-01
062-EXF-004 | Exhaust Fan 4 (Lobby Atrium Exhaust) |  |  | 062-ROOF |  | 1
| Greenheck |  | PUD42425B50 | 95D07730
| W847301 |  | PM - Fan, Centrifugal: Supply/Return/Exhaust Fan | 1 | Year | 2016-05-01
062-EXF-005 | Exhaust Fan 5 (Lobby Atrium Exhaust) |  |  | 062-ROOF |  | 1
| Greenheck |  | PUP42425B50 | 95D07730
| W847301 |  | PM - Fan, Centrifugal: Supply/Return/Exhaust Fan | 1 | Year | 2016-05-01
062-EXF-006 | Exhaust Fan 6 |  |  |  |  | 1
| W847301 |  | PM - Fan, Centrifugal: Supply/Return/Exhaust Fan | 1 | Year | 2016-05-01
065-EXF-001A | Gnereal Lab Exhaust Fan 1A |  |  | 065-ROOF |  | 1
| W847301 |  | PM - Fan, Centrifugal: Supply/Return/Exhaust Fan | 1 | Year | 2016-06-01
065-EXF-001B | General Lab Exhaust Fan 1B |  |  | 065-ROOF |  | 1
| W847301 |  | PM - Fan, Centrifugal: Supply/Return/Exhaust Fan | 1 | Year | 2016-06-01
065-EXF-001C | General Lab Exhaust Fan 1C |  |  | 065-ROOF |  | 1
| W847301 |  | PM - Fan, Centrifugal: Supply/Return/Exhaust Fan | 1 | Year | 2016-06-01
065-EXF-002 | Exhaust Fan 2 |  |  | 065-ROOF |  | 1
| Penn Ventilation |  | DX24B
| W847301 |  | PM - Fan, Centrifugal: Supply/Return/Exhaust Fan | 1 | Year | 2016-06-01
065-EXF-003 | Exhaust Fan 3 |  |  | 065-ROOF |  | 1
| Penn Ventilation |  | DX24B
| W847301 |  | PM - Fan, Centrifugal: Supply/Return/Exhaust Fan | 1 | Year | 2016-06-01
065-EXF-004 | Steam Room Exhaust Fan |  |  | 065-00124.00 |  | 1
067-EXF-001 | General Exhaust Fan |  |  | 067-ROOF |  | 1
| W847301 |  | PM - Fan, Centrifugal: Supply/Return/Exhaust Fan | 1 | Year | 2016-06-01
067-EXF-002 | Toilets Exhaust Fan |  |  | 067-ROOF |  | 1
| W847301 |  | PM - Fan, Centrifugal: Supply/Return/Exhaust Fan | 1 | Year | 2016-06-01
067-EXF-003 | Hood Exhaust Fan |  |  | 067-ROOF |  | 1
| W847301 |  | PM - Fan, Centrifugal: Supply/Return/Exhaust Fan | 1 | Year | 2016-06-01
067-EXF-004 | Hood Exhaust Fan |  |  | 067-ROOF |  | 1
| W847301 |  | PM - Fan, Centrifugal: Supply/Return/Exhaust Fan | 1 | Year | 2016-06-01
067-EXF-005 | Hood Exhaust Fan |  |  | 067-ROOF |  | 1
| W847301 |  | PM - Fan, Centrifugal: Supply/Return/Exhaust Fan | 1 | Year | 2016-06-01
067-EXF-006 | Hood Exhaust Fan |  |  | 067-ROOF |  | 1
| W847301 |  | PM - Fan, Centrifugal: Supply/Return/Exhaust Fan | 1 | Year | 2016-06-01
068-EXF-001 | Exhaust Fan |  |  | 068-ROOF |  | 1
| Breidert |  | CX-1224 | B2253
| W847301 |  | PM - Fan, Centrifugal: Supply/Return/Exhaust Fan | 1 | Year | 2016-09-01
071-EXF-001 | Exhaust Fan 9 (15th floor Transformer Room) |  |  | 071-15TH FLR |  | 1
| W847301 |  | PM - Fan, Centrifugal: Supply/Return/Exhaust Fan | 1 | Year | 2016-06-27
071-EXF-002 | Exhaust Fan 5 (New Bathrooms) |  |  | 071-15TH FLR |  | 1
| Loren Cook |  | 180 CPV | 129S793683
| W847301 |  | PM - Fan, Centrifugal: Supply/Return/Exhaust Fan | 1 | Year | 2016-06-27
071-EXF-006 | Exhaust Fan 1 (West Toilets) |  |  | 071-15TH FLR |  | 1
| W847301 |  | PM - Fan, Centrifugal: Supply/Return/Exhaust Fan | 1 | Year | 2016-07-24
071-EXF-007 | Exhaust Fan 8 (Passenger Elevator Penthouse) |  |  | 071-15TH FLR |  | 1
| W847301 |  | PM - Fan, Centrifugal: Supply/Return/Exhaust Fan | 1 | Year | 2016-07-24
071-EXF-008 | Exhaust Fan 3 (East Toilets) |  |  | 071-15TH FLR |  | 1
| W847301 |  | PM - Fan, Centrifugal: Supply/Return/Exhaust Fan | 1 | Year | 2016-07-24
071-EXF-009 | Exhaust Fan 4 (Motor Generator Room) |  |  | 071-ROOF |  | 1
| W847301 |  | PM - Fan, Centrifugal: Supply/Return/Exhaust Fan | 1 | Year | 2016-07-24
071-EXF-010 | Exhaust Fan 7 (Primary Room, Outside Engineer's Office) |  |  | 071-BASEMENT |  | 1
| W847301 |  | PM - Fan, Centrifugal: Supply/Return/Exhaust Fan | 1 | Year | 2016-07-24
071-EXF-011 | Exhaust Fan 6 (Toilet, Machinery Room) |  |  | 071-BASEMENT |  | 1
| W847301 |  | PM - Fan, Centrifugal: Supply/Return/Exhaust Fan | 1 | Year | 2016-07-24
071-EXF-012 | Exhaust Fan 10 (Freight Elevator Penthouse) |  |  | 071-15TH FLR |  | 1
| W847301 |  | PM - Fan, Centrifugal: Supply/Return/Exhaust Fan | 1 | Year | 2016-07-24
071-EXF-013 | Exhaust Fan 12 (Return Air for Heat Pumps) |  |  | 071-5TH FLR |  | 1
| W847301 |  | PM - Fan, Centrifugal: Supply/Return/Exhaust Fan | 1 | Year | 2016-07-24
071-EXF-014 | Exhaust Fan 13 (Return Air for Heat Pumps) |  |  | 071-5TH FLR |  | 1
| W847301 |  | PM - Fan, Centrifugal: Supply/Return/Exhaust Fan | 1 | Year | 2016-07-24
071-EXF-015 | Exhaust Fan 14 (Engineer's Office) |  |  | 071-BASEMENT |  | 1
| W847301 |  | PM - Fan, Centrifugal: Supply/Return/Exhaust Fan | 1 | Year | 2016-07-24
071-EXF-016 | Exhaust Fan 15 (Ventilation for Chemical Sinks) |  |  | 071-5TH FLR |  | 1
| W847301 |  | PM - Fan, Centrifugal: Supply/Return/Exhaust Fan | 1 | Year | 2016-07-24
078-EXF-001 | Exhaust Fan, Equipment Room |  |  | 078-ROOF |  | 1
DX-08B
080-EXF-001 | Exhaust Fan 1, Toilet Exhaust |  |  | 080-00269.00 |  | 1
| W847301 |  | PM - Fan, Centrifugal: Supply/Return/Exhaust Fan | 1 | Year | 2016-07-01
080-EXF-003 | Exhaust Fan 3, Toilet Exhaust |  |  | 080-00201.00 |  | 1
| Buffalo |  | 65S13397
| W847301 |  | PM - Fan, Centrifugal: Supply/Return/Exhaust Fan | 1 | Year | 2016-07-01
080-EXF-004 | Exhaust Fan 4, Toilet Exhaust |  |  | 080-00225.00 |  | 1
| Buffalo |  | 65S13397
| W847301 |  | PM - Fan, Centrifugal: Supply/Return/Exhaust Fan | 1 | Year | 2016-07-01
080-EXF-005 | Exhaust Fan 5, North Ticket Area (Roof) |  |  | 080-ROOF |  | 1
| W847301 |  | PM - Fan, Centrifugal: Supply/Return/Exhaust Fan | 1 | Year | 2016-07-01
080-EXF-006 | Exhaust Fan 5, Basement Exhaust |  |  | 080-BSMNT |  | 1
| W847301 |  | PM - Fan, Centrifugal: Supply/Return/Exhaust Fan | 1 | Year | 2016-07-01
080-EXF-007 | Exhaust Fan 7, Toilet Exhaust |  |  | 080-00253.00 |  | 1
| Buffalo |  | 65S13397
| W847301 |  | PM - Fan, Centrifugal: Supply/Return/Exhaust Fan | 1 | Year | 2016-07-01
080-EXF-201 | Mechanical Room 201, Exhaust Fan |  |  | 080-00201.00 |  | 1
| W847301 |  | PM - Fan, Centrifugal: Supply/Return/Exhaust Fan | 1 | Year | 2016-07-01
080-EXF-253 | Mechanical Room 253, Exhaust Fan |  |  | 080-00253.00 |  | 1
| W847301 |  | PM - Fan, Centrifugal: Supply/Return/Exhaust Fan | 1 | Year | 2016-07-01
080-EXF-269 | Mechanical Room 269, Exhaust Fan |  |  | 080-00269.00 |  | 1
| W847301 |  | PM - Fan, Centrifugal: Supply/Return/Exhaust Fan | 1 | Year | 2016-07-01
080-EXF-274 | Mechanical Room 274/225, Exhaust Fan |  |  | 080-00225.00 |  | 1
| W847301 |  | PM - Fan, Centrifugal: Supply/Return/Exhaust Fan | 1 | Year | 2016-07-01
082-EXF-001 | Exhaust Fan |  |  | 082-Roof |  | 1
| Greenheck |  | CUBE-300-20-X | 02C15857
| W847301 |  | PM - Fan, Centrifugal: Supply/Return/Exhaust Fan | 1 | Year | 2016-08-01
082-EXF-002 | Exhaust Fan |  |  | 082-Roof |  | 1
| Greenheck |  | CUBE-161-3-X
| W847301 |  | PM - Fan, Centrifugal: Supply/Return/Exhaust Fan | 1 | Year | 2016-08-01
082-EXF-003 | Exhaust Fan |  |  | 082-Roof |  | 1
| Greenheck |  | CUBE-098-4-X | 02C13914
| W847301 |  | PM - Fan, Centrifugal: Supply/Return/Exhaust Fan | 1 | Year | 2016-08-01
082-EXF-004 | Exhaust Fan |  |  | 082-Roof |  | 1
| Greenheck |  | CUBE-141-4-X | 02C13937
| W847301 |  | PM - Fan, Centrifugal: Supply/Return/Exhaust Fan | 1 | Year | 2016-08-01
085-EXF-001 | General Exhaust Fan, 1st Floor Bathroom |  |  | 085-ROOF |  | 1
| W847301 |  | PM - Fan, Centrifugal: Supply/Return/Exhaust Fan | 1 | Year | 2016-08-01
085-EXF-002 | Exhaust Fan, 2nd Floor Bathroom |  |  | 085-ROOF |  | 1
Loren Cook
| W847301 |  | PM - Fan, Centrifugal: Supply/Return/Exhaust Fan | 1 | Year | 2016-08-01
085-EXF-003 | Exhaust Fan, Utility Closets |  |  | 085-ROOF |  | 1
Loren Cook
| W847301 |  | PM - Fan, Centrifugal: Supply/Return/Exhaust Fan | 1 | Year | 2016-08-01
085-EXF-004 | Exhaust Fan, Telephone Equipment |  |  | 085-ROOF |  | 1
Loren Cook
| W847301 |  | PM - Fan, Centrifugal: Supply/Return/Exhaust Fan | 1 | Year | 2016-08-01
085-EXF-005 | Exhaust Fan, Primary Room |  |  | 085-PRIM ROOM |  | 1
Greenheck
| W847301 |  | PM - Fan, Centrifugal: Supply/Return/Exhaust Fan | 1 | Year | 2016-08-01
089-EXF-001 | Exhaust Fan 1 |  |  | 089-Roof |  | 1
| W847301 |  | PM - Fan, Centrifugal: Supply/Return/Exhaust Fan | 1 | Year | 2016-09-01
089-EXF-002 | Exhaust Fan 2 |  |  | 089-Roof |  | 1
| W847301 |  | PM - Fan, Centrifugal: Supply/Return/Exhaust Fan | 1 | Year | 2016-09-01
089-EXF-003 | Exhaust Fan 3 |  |  | 089-Roof |  | 1
| W847301 |  | PM - Fan, Centrifugal: Supply/Return/Exhaust Fan | 1 | Year | 2016-09-01
089-EXF-004 | Exhaust Fan 4 |  |  | 089-Roof |  | 1
| W847301 |  | PM - Fan, Centrifugal: Supply/Return/Exhaust Fan | 1 | Year | 2016-09-01
089-EXF-005 | Exhaust Fan 5 |  |  | 089-Roof |  | 1
| W847301 |  | PM - Fan, Centrifugal: Supply/Return/Exhaust Fan | 1 | Year | 2016-09-01
089-EXF-006 | Exhaust Fan 6 |  |  | 089-Roof |  | 1
| W847301 |  | PM - Fan, Centrifugal: Supply/Return/Exhaust Fan | 1 | Year | 2016-09-01
089-EXF-007 | Exhaust Fan 7 |  |  | 089-Roof |  | 1
| W847301 |  | PM - Fan, Centrifugal: Supply/Return/Exhaust Fan | 1 | Year | 2016-09-01
089-EXF-008 | Exhaust Fan 8 |  |  | 089-Roof |  | 1
| W847301 |  | PM - Fan, Centrifugal: Supply/Return/Exhaust Fan | 1 | Year | 2016-09-01
090- EXF-556B | Engineering Development Center |  |  | 090-04505.00 |  | 1
|  |  | CRDV-200 | S0812490
090-EXF- 551 | Engineering Devolpment Center |  |  | 090-04505.00 |  | 1
|  |  | CRDV-200 | S08-12492
090-EXF-001 | Lab Wing Exhaust Fan 1 |  |  | 090-W. PH. |  | 1
| American Blower |  | 182-GS | 182AVI
| W847301 |  | PM - Fan, Centrifugal: Supply/Return/Exhaust Fan | 1 | Year | 2016-04-01
090-EXF-001A | Office Wing Exhaust Fan 1A |  |  | 090-N ROOF |  | 1
|  |  | 7G12-CV-1550-1/25 | 84 0509301
| W847301 |  | PM - Fan, Centrifugal: Supply/Return/Exhaust Fan | 1 | Year | 2016-04-01
090-EXF-002 | Lab Wing Exhaust Fan 2 |  |  | 090-W. PH. |  | 1
| American Blower |  | 150-G | 150AVI
| W847301 |  | PM - Fan, Centrifugal: Supply/Return/Exhaust Fan | 1 | Year | 2016-04-01
090-EXF-002A | Office Wing Exhaust Fan 2A |  |  | 090-NORTH |  | 1
|  |  | 10G12-CVB-1300-1/4 | 94-0509302
| W847301 |  | PM - Fan, Centrifugal: Supply/Return/Exhaust Fan | 1 | Year | 2016-04-01
090-EXF-002E | Lab Wing Exhaust Fan 2E |  |  | 090-W. PH. |  | 1
American Blower
| W847301 |  | PM - Fan, Centrifugal: Supply/Return/Exhaust Fan | 1 | Year | 2016-04-01
090-EXF-002W | Lab Wing Exhaust Fan 2W |  |  | 090-W. PH. |  | 1
| W847301 |  | PM - Fan, Centrifugal: Supply/Return/Exhaust Fan | 1 | Year | 2016-04-01
090-EXF-003 | ENG LAB Wing Basement |  |  | 090-00029.00 |  | 1
| American Blower |  | VRV- #5 | 89690-G
| W847301 |  | PM - Fan, Centrifugal: Supply/Return/Exhaust Fan | 1 | Year | 2016-04-01
090-EXF-003A | Office Wing Exhaust Fan 3A |  |  | 090-NORTH |  | 1
|  |  | 10G12-CVB-1300-1/4 | 94-0509302
| W847301 |  | PM - Fan, Centrifugal: Supply/Return/Exhaust Fan | 1 | Year | 2016-04-01
090-EXF-004 | Lab Wing Exhaust Fan 4 |  |  | 090-W. PH. |  | 1
| American Blower |  |  | 360-12
| W847301 |  | PM - Fan, Centrifugal: Supply/Return/Exhaust Fan | 1 | Year | 2016-04-01
090-EXF-004A | Office Wing Exhaust Fan 4A |  |  | 090-ROOF |  | 1
|  |  | 10G12-CVB-1300-1/4 | 94-0509302
| W847301 |  | PM - Fan, Centrifugal: Supply/Return/Exhaust Fan | 1 | Year | 2016-04-01
090-EXF-005 | Lab Wing Exhaust Fan 5 |  |  | 090-W. PH. |  | 1
| American Blower |  | 150-GO | 150AVI
| W847301 |  | PM - Fan, Centrifugal: Supply/Return/Exhaust Fan | 1 | Year | 2016-04-01
090-EXF-005A | Office Wing Exhaust Fan 5A |  |  | 090-ROOF |  | 1
|  |  | 120-ACE-120C2B-50 (COOK) | 1295c96540-00/0000701
| W847301 |  | PM - Fan, Centrifugal: Supply/Return/Exhaust Fan | 1 | Year | 2016-04-01
090-EXF-006 | Lab Wing Exhaust Fan 6 |  |  | 090-W. PH. |  | 1
| American Blower |  | 200 | 200-11
| W847301 |  | PM - Fan, Centrifugal: Supply/Return/Exhaust Fan | 1 | Year | 2016-04-01
090-EXF-006A | Office Wing Exhaust Fan 6A |  |  | 090-ROOF |  | 1
|  |  | 7G12-CVV1300-1/60 | 84-0509304
| W847301 |  | PM - Fan, Centrifugal: Supply/Return/Exhaust Fan | 1 | Year | 2016-04-01
090-EXF-007 | Lab Wing Exhaust Fan 7 |  |  | 090-W. PH. |  | 1
| American Blower |  | 105ES | 105AVI
| W847301 |  | PM - Fan, Centrifugal: Supply/Return/Exhaust Fan | 1 | Year | 2016-04-01
090-EXF-007A | Office Wing Exhaust Fan 7A |  |  | 090-ROOF |  | 1
| AEROVENT |  | 7G12-CVV-1300-1/60 | 84-0509304
| W847301 |  | PM - Fan, Centrifugal: Supply/Return/Exhaust Fan | 1 | Year | 2016-04-01
090-EXF-008A | Office Wing Exhaust Fan 8A |  |  | 090-ROOF |  | 1
|  |  | 8G12-CV-1550-1/20 | 84-0509305
| W847301 |  | PM - Fan, Centrifugal: Supply/Return/Exhaust Fan | 1 | Year | 2016-04-01
090-EXF-009A | Office Wing Exhaust Fan 9A |  |  | 090-ROOF |  | 1
|  |  | 10G12-CVB-1300-1/4 | 84-0509302
| W847301 |  | PM - Fan, Centrifugal: Supply/Return/Exhaust Fan | 1 | Year | 2016-04-01
090-EXF-010A | Office Wing Exhaust Fan 10A |  |  | 090-ROOF |  | 1
|  |  | 10G12-CVB-1300-1/4 | 84-0509302
| W847301 |  | PM - Fan, Centrifugal: Supply/Return/Exhaust Fan | 1 | Year | 2016-04-01
090-EXF-011A | Office Wing Exhaust Fan 11A |  |  | 090-ROOF |  | 1
|  |  | 10G12-CVB-1300-1/4 | 84-0509302
| W847301 |  | PM - Fan, Centrifugal: Supply/Return/Exhaust Fan | 1 | Year | 2016-04-01
090-EXF-021 | Lab Wing Exhaust Fan 21 |  |  | 090-LAB ROOF |  | 1
| AEROVENT |  | 12g12-cv-860 | 84 0509309
| W847301 |  | PM - Fan, Centrifugal: Supply/Return/Exhaust Fan | 1 | Year | 2016-04-01
090-EXF-022 | Lab Wing Exhaust Fan 22 |  |  | 090-LAB ROOF |  | 1
| AEROVENT |  | 10G12 CVB 1225 | 84-0509310
| W847301 |  | PM - Fan, Centrifugal: Supply/Return/Exhaust Fan | 1 | Year | 2016-04-01
090-EXF-024 | Lab Wing Exhaust Fan 24 |  |  | 090-LAB ROOF |  | 1
| Hartzell Fan |  | 4IV-18-FGK3
| W847301 |  | PM - Fan, Centrifugal: Supply/Return/Exhaust Fan | 1 | Year | 2016-04-01
090-EXF-025 | Lab Wing Exhaust Fan 25 |  |  | 090-LAB ROOF |  | 1
| AEROVENT |  | 315B1A-GAUB-1615 | 84-0509313
| W847301 |  | PM - Fan, Centrifugal: Supply/Return/Exhaust Fan | 1 | Year | 2016-04-01
090-EXF-026 | Lab Wing Exhaust Fan 26 |  |  | 090-LAB ROOF |  | 1
| AEROVENT |  | 355B1AGAUB-16387 | 84-0509322
| W847301 |  | PM - Fan, Centrifugal: Supply/Return/Exhaust Fan | 1 | Year | 2016-04-01
090-EXF-027 | Lab Wing Exhaust Fan 27 |  |  | 090-LAB ROOF |  | 1
| AEROVENT |  | 315B1AGAUB-1285 | 84-0509330
| W847301 |  | PM - Fan, Centrifugal: Supply/Return/Exhaust Fan | 1 | Year | 2016-04-01
090-EXF-028 | Lab Wing Exhaust Fan 28 |  |  | 090-LAB ROOF |  | 1
| AEROVENT |  | 315B1A-GAUB-1738 | 84-0509314
| W847301 |  | PM - Fan, Centrifugal: Supply/Return/Exhaust Fan | 1 | Year | 2016-04-01
090-EXF-029 | Lab Wing Exhaust Fan 29 |  |  | 090-LAB ROOF |  | 1
| AEROVENT |  | 355B--GAUB-1508 | 84-0509323
| W847301 |  | PM - Fan, Centrifugal: Supply/Return/Exhaust Fan | 1 | Year | 2016-04-01
090-EXF-030 | Lab Wing Exhaust Fan 30 |  |  | 090-LAB ROOF |  | 1
| AEROVENT |  | 315B1--GAUB-1600 | 840509315
| W847301 |  | PM - Fan, Centrifugal: Supply/Return/Exhaust Fan | 1 | Year | 2016-04-01
090-EXF-031 | Lab Wing Exhaust Fan 31 |  |  | 090-LAB ROOF |  | 1
| AEROVENT |  | 315B1--GAUB-1600 | 84-0509315
| W847301 |  | PM - Fan, Centrifugal: Supply/Return/Exhaust Fan | 1 | Year | 2016-04-01
090-EXF-032 | Lab Wing Exhaust Fan 32 |  |  | 090-LAB ROOF |  | 1
| AEROVENT |  | 315B1--GAUB-1340 | 840509331
| W847301 |  | PM - Fan, Centrifugal: Supply/Return/Exhaust Fan | 1 | Year | 2016-04-01
090-EXF-033 | Lab Wing Exhaust Fan 33 |  |  | 090-LAB ROOF |  | 1
| AEROVENT |  | 315B1--GAUB-1340 | 840509331
| W847301 |  | PM - Fan, Centrifugal: Supply/Return/Exhaust Fan | 1 | Year | 2016-04-01
090-EXF-034 | Lab Wing Exhaust Fan 34 |  |  | 090-LAB ROOF |  | 1
| AEROVENT |  | 315B1--GAUB-1849 | 840509317
| W847301 |  | PM - Fan, Centrifugal: Supply/Return/Exhaust Fan | 1 | Year | 2016-04-01
090-EXF-035 | Lab Wing Exhaust Fan 35 |  |  | 090-LAB ROOF |  | 1
| AEROVENT |  | 315B1--GAUB-1600 | 840509318
| W847301 |  | PM - Fan, Centrifugal: Supply/Return/Exhaust Fan | 1 | Year | 2016-04-01
090-EXF-036 | Lab Wing Exhaust Fan 36 |  |  | 090-LAB ROOF |  | 1
| AEROVENT |  | 315B1--GAUB-1212 | 840509319
| W847301 |  | PM - Fan, Centrifugal: Supply/Return/Exhaust Fan | 1 | Year | 2016-04-01
090-EXF-037 | Lab Wing Exhaust Fan 37 |  |  | 090-LAB ROOF |  | 1
| AEROVENT |  | 315B1--GAUB-1470 | 840509324
| W847301 |  | PM - Fan, Centrifugal: Supply/Return/Exhaust Fan | 1 | Year | 2016-04-01
090-EXF-038 | Lab Wing Exhaust Fan 38 |  |  | 090-LAB ROOF |  | 1
| AEROVENT |  | 315B1--GAUB-1340 | 840509316
| W847301 |  | PM - Fan, Centrifugal: Supply/Return/Exhaust Fan | 1 | Year | 2016-04-01
090-EXF-040 | Lab Wing Exhaust Fan 40 |  |  | 090-LAB ROOF |  | 1
| AEROVENT |  | 315B1--GAUB-1043 | 840509320
| W847301 |  | PM - Fan, Centrifugal: Supply/Return/Exhaust Fan | 1 | Year | 2016-04-01
090-EXF-041 | Lab Wing ROOF NORTH |  |  | 090-LAB ROOF |  | 1
|  |  | 100CPV-100CPV-CL1 (COOK) | 1295DS6699-00/0000701
| W847301 |  | PM - Fan, Centrifugal: Supply/Return/Exhaust Fan | 1 | Year | 2016-04-01
090-EXF-042 | Lab Wing 1ST FL Exhaust Fan |  |  | 090-01330.00 |  | 1
TABD
| W847301 |  | PM - Fan, Centrifugal: Supply/Return/Exhaust Fan | 1 | Year | 2016-04-01
090-EXF-044 | Lab Wing 1ST FL |  |  | 090-01344.00 |  | 1
| W847301 |  | PM - Fan, Centrifugal: Supply/Return/Exhaust Fan | 1 | Year | 2016-04-01
090-EXF-045 | Lab Wing 1ST FL |  |  | 090-01350.00 |  | 1
| W847301 |  | PM - Fan, Centrifugal: Supply/Return/Exhaust Fan | 1 | Year | 2016-04-01
090-EXF-046 | Lab Wing Exhaust Fan 46 |  |  | 090-01356.00 |  | 1
| AEROVENT |  | TABD | 84-0509326
| W847301 |  | PM - Fan, Centrifugal: Supply/Return/Exhaust Fan | 1 | Year | 2016-04-01
090-EXF-048 | Lab Wing Exhaust Fan |  |  | 090-01354.00 |  | 1
| W847301 |  | PM - Fan, Centrifugal: Supply/Return/Exhaust Fan | 1 | Year | 2016-04-01
090-EXF-049 | Lab Wing 1ST FL |  |  | 090-01348.00 |  | 1
| W847301 |  | PM - Fan, Centrifugal: Supply/Return/Exhaust Fan | 1 | Year | 2016-04-01
090-EXF-052 | Lab Wing Exhaust Fan 52 |  |  | 090-LAB ROOF |  | 1
| AEROVENT |  | 315B1--GAUB-1606 | 840509321
| W847301 |  | PM - Fan, Centrifugal: Supply/Return/Exhaust Fan | 1 | Year | 2016-04-01
090-EXF-053 | Lab Wing Exhaust Fan 53 |  |  | 090-LAB ROOF |  | 1
| AEROVENT |  | 315B1--GAUB-1738 | 840509314
| W847301 |  | PM - Fan, Centrifugal: Supply/Return/Exhaust Fan | 1 | Year | 2016-04-01
090-EXF-135 | Exhaust Fan 135 (Excimer Laser Exhaust Blower) |  |  | 090-LAB ROOF |  | 1
| Dayton |  | 3C716
| W847301 |  | PM - Fan, Centrifugal: Supply/Return/Exhaust Fan | 1 | Year | 2016-04-01
090-EXF-401 | Exhaust Fan ENG BOILER RM PENTHOUSE |  |  | 090-04195.00 |  | 1
GB - 161 - 4
| W847301 |  | PM - Fan, Centrifugal: Supply/Return/Exhaust Fan | 1 | Year | 2016-10-01
090-EXF-402 | Exhaust Fan ENG BOILER RM PENTHOUSE |  |  | 090-04195.00 |  | 1
| Greenheck |  | GB - 161 - 4 - X | 107735750704
| W847301 |  | PM - Fan, Centrifugal: Supply/Return/Exhaust Fan | 1 | Year | 2016-10-01
090-EXF-4326 | RO Penthouse Exhaust Fan 4326 (btw East & West PH Mech Rms) |  |  | 090-04326.00 |  | 1
| W847301 |  | PM - Fan, Centrifugal: Supply/Return/Exhaust Fan | 1 | Year | 2016-10-01
090-EXF-5410A | EDC - Strobic Exhaust Fan #10A |  |  | 090-04501.00 |  | 1
|  |  | AXIJET-FSW1825 | 15140-1
090-EXF-551 | EDC - EXHAUST FAN #1 - EDC Roof 4505 |  |  | 090-04505.00 |  | 1
|  |  | AXJT-FSW1825 | 15005-1
| W847301 |  | PM - Fan, Centrifugal: Supply/Return/Exhaust Fan | 1 | Year | 2016-08-01
090-EXF-552 | EDC - EXHAUST FAN #2 - EDC Roof 4505 |  |  | 090-04505.00 |  | 1
|  |  | CRDV-200 | S0812491
| W847301 |  | PM - Fan, Centrifugal: Supply/Return/Exhaust Fan | 1 | Year | 2016-08-01
090-EXF-553 | EDC - EXHAUST FAN #3 - EDC Roof 4505 |  |  | 090-04505.00 |  | 1
| Greenheck |  | CUBE-098-4-X | 111916960802
| W847301 |  | PM - Fan, Centrifugal: Supply/Return/Exhaust Fan | 1 | Year | 2016-08-01
090-EXF-554A | Exhaust Fan - BSL Lab |  |  | 090-04505.00 |  | 1
| Greenheck |  | GB-121-4-X | 111916980802
090-EXF-554B | Exhaust Fan - BSL Lab |  |  | 090-04505.00 |  | 1
|  |  | AXJT-FSW1825 | 15005-2
090-EXF-555A | EDC - Strobic Exhaust Fan #5A - EDC Roof 4505 |  |  | 090-04505.00 |  | 1
|  |  | AXJT-FSW-3650 | 15005-3 MK Plastics
| 090EFLT |  | PM Replace Exhaust Air Filters | 6 | Month | 2016-10-07
090-EXF-555B | EDC - Strobic Exhaust Fan #5B - EDC Roof 4505 |  |  | 090-04505.00 |  | 1
|  |  | AXJT-FSW-3650 | 15005-4 MK Plastics
| 090EFLT |  | PM Replace Exhaust Air Filters | 6 | Month | 2016-10-07
090-EXF-556A | EDC - Strobic Exhaust Fan #6A - EDC Roof 4505 |  |  | 090-04505.00 |  | 1
|  |  | AXJT-FSW3000 | 15005-5
| 090EFLT |  | PM Replace Exhaust Air Filters | 6 | Month | 2016-10-07
090-EXF-556B | EDC - Strobic Exhaust Fan #6B - EDC Roof 4505 |  |  | 090-04505.00 |  | 1
|  |  | AXJT-FSW3000 | 15005-6
| 090EFLT |  | PM Replace Exhaust Air Filters | 6 | Month | 2016-10-07
090-EXF-558 | EDC - Exhaust Fan #8 - EDC Roof 4505 |  |  | 090-04505.00 |  | 1
| Greenheck |  | GB-180-15 | 11191697 0802
| W847301 |  | PM - Fan, Centrifugal: Supply/Return/Exhaust Fan | 1 | Year | 2016-08-01
090-EXF-559 | EDC - Exhaust Fan #9 - EDC Roof 4505 |  |  | 090-04505.00 |  | 1
| Greenheck |  | GB-121-4
| W847301 |  | PM - Fan, Centrifugal: Supply/Return/Exhaust Fan | 1 | Year | 2016-08-01
090-EXF-B01 | Engine Exhaust Fan (1st Floor Engine Test Cell Lab) Old Lab Wing |  |  | 090-00029.00 |  | 1
| American Blower |  | Size 6 | 45-37
| W847301 |  | PM - Fan, Centrifugal: Supply/Return/Exhaust Fan | 1 | Year | 2016-04-01
090-EXF-B02 | Engine Exhaust Fan (1st Floor Engine Test Cell Labs) Old Lab Wing |  |  | 090-00029.00 |  | 1
| American Blower |  | Size 4 | 45-23
| W847301 |  | PM - Fan, Centrifugal: Supply/Return/Exhaust Fan | 1 | Year | 2016-04-01
090-EXF-B04 | Engine Exhaust Fan (1st Floor Engine Test Cell Labs) Old Lab Wing |  |  | 090-00029.00 |  | 1
| American Blower |  | Size 4 | 45.33
| W847301 |  | PM - Fan, Centrifugal: Supply/Return/Exhaust Fan | 1 | Year | 2016-04-01
090-EXF-B05 | Engine Exhaust Fan (1st Floor Engine Test Cell Labs) Old Lab Wing |  |  | 090-00029.00 |  | 1
| American Blower |  | Size 4 | 45.23
| W847301 |  | PM - Fan, Centrifugal: Supply/Return/Exhaust Fan | 1 | Year | 2016-04-01
090-EXF-B06 | Engine Exhaust Fan (1st Floor Engine Test Cell Labs) Old Lab Wing |  |  | 090-00029.00 |  | 1
| American Blower |  | Size 6
| W847301 |  | PM - Fan, Centrifugal: Supply/Return/Exhaust Fan | 1 | Year | 2016-04-01
090-EXF-B07 | Engine Exhaust Fan (1st Floor Engine Test Cell Labs) Old Lab Wing |  |  | 090-00029.00 |  | 1
| American Blower |  | Size 6
| W847301 |  | PM - Fan, Centrifugal: Supply/Return/Exhaust Fan | 1 | Year | 2016-04-01
090-EXF-B08 | Engine Exhaust Fan (1st Floor Engine Test Cell Labs) Old Lab Wing |  |  | 090-00029.00 |  | 1
| American Blower |  | Size 4 | 45.23
| W847301 |  | PM - Fan, Centrifugal: Supply/Return/Exhaust Fan | 1 | Year | 2016-04-01
090-EXF-B09 | Engine Exhaust Fan (1st Floor Engine Test Cell Labs) Old Lab Wing |  |  | 090-00029.00 |  | 1
| American Blower |  | Size 4 | 45.23
| W847301 |  | PM - Fan, Centrifugal: Supply/Return/Exhaust Fan | 1 | Year | 2016-04-01
090-EXF-B10 | Engine Exhaust Fan (1st Floor Engine Test Cell Labs) Old Lab Wing |  |  | 090-00029.00 |  | 1
| American Blower |  | Size 4 | 45-23
| W847301 |  | PM - Fan, Centrifugal: Supply/Return/Exhaust Fan | 1 | Year | 2016-04-01
090-EXF-B11 | Engine Exhaust Fan (1st Floor Engine Test Cell Labs) Old Lab Wing |  |  | 090-00029.00 |  | 1
| American Blower |  | Size 4 | 45-23
| W847301 |  | PM - Fan, Centrifugal: Supply/Return/Exhaust Fan | 1 | Year | 2016-04-01
090-EXF-B12 | Engine Exhaust Fan (1st Floor Engine Test Cell Labs) Old Lab Wing |  |  | 090-00029.00 |  | 1
| American Blower |  | Size 4
| W847301 |  | PM - Fan, Centrifugal: Supply/Return/Exhaust Fan | 1 | Year | 2016-04-01
090-EXF-EDC | EDC Exhaust Fans |  |  | 090-ROOF |  | 1
090-EXF-LAB | Old Lab Wing Exhaust Fans |  |  | 090-ROOF |  | 1
090-EXF-OFF | Office Wing Exhaust Fans |  |  | 090-ROOF |  | 1
096-EXF-001 | Exhaust Fan 1 |  |  | 096-000150.00 |  | 1
| W847301 |  | PM - Fan, Centrifugal: Supply/Return/Exhaust Fan | 1 | Year | 2016-07-01
096-EXF-002 | Exhaust Fan 2 |  |  | 096-00535.00 |  | 1
| W847301 |  | PM - Fan, Centrifugal: Supply/Return/Exhaust Fan | 1 | Year | 2016-07-01
096-EXF-003 | Exhaust Fan 3 |  |  | 096-00530.10 |  | 1
| W847301 |  | PM - Fan, Centrifugal: Supply/Return/Exhaust Fan | 1 | Year | 2016-07-01
096-EXF-004 | EXHAUST FAN 4 (Rm 1140.1) |  |  | 096-01140.00 |  | 1
| W847301 |  | PM - Fan, Centrifugal: Supply/Return/Exhaust Fan | 1 | Year | 2016-07-01
096-EXF-005 | EXHAUST FAN 5 |  |  | 096-01136.00 |  | 1
| W847301 |  | PM - Fan, Centrifugal: Supply/Return/Exhaust Fan | 1 | Year | 2016-07-01
096-EXF-006 | EXHAUST FAN 6 |  |  | 096-01230.00 |  | 1
| W847301 |  | PM - Fan, Centrifugal: Supply/Return/Exhaust Fan | 1 | Year | 2016-07-01
096-EXF-007 | EXHAUST FAN 7 |  |  | 096-01240.00 |  | 1
| W847301 |  | PM - Fan, Centrifugal: Supply/Return/Exhaust Fan | 1 | Year | 2016-07-01
096-EXF-008 | EXHAUST FAN 8 |  |  | 096-01513.00 |  | 1
| W847301 |  | PM - Fan, Centrifugal: Supply/Return/Exhaust Fan | 1 | Year | 2016-07-01
096-EXF-009 | EXHAUST FAN 9 |  |  | 096-01530.00 |  | 1
| W847301 |  | PM - Fan, Centrifugal: Supply/Return/Exhaust Fan | 1 | Year | 2016-07-01
096-EXF-010 | EXHAUST FAN 10 |  |  | 096-02140.00 |  | 1
| W847301 |  | PM - Fan, Centrifugal: Supply/Return/Exhaust Fan | 1 | Year | 2016-07-01
096-EXF-011 | EXHAUST FAN 11 |  |  | 096-02230.00 |  | 1
| W847301 |  | PM - Fan, Centrifugal: Supply/Return/Exhaust Fan | 1 | Year | 2016-07-01
096-EXF-012 | EXHAUST FAN 12 |  |  | 096-02430.00 |  | 1
| W847301 |  | PM - Fan, Centrifugal: Supply/Return/Exhaust Fan | 1 | Year | 2016-07-01
096-EXF-013 | EXHAUST FAN 13 |  |  | 096-02440.00 |  | 1
| W847301 |  | PM - Fan, Centrifugal: Supply/Return/Exhaust Fan | 1 | Year | 2016-07-01
096-EXF-014 | EXHAUST FAN 14 |  |  | 096-02523.00 |  | 1
| W847301 |  | PM - Fan, Centrifugal: Supply/Return/Exhaust Fan | 1 | Year | 2016-07-01
096-EXF-015 | EXHAUST FAN 15 |  |  |  |  | 1
| W847301 |  | PM - Fan, Centrifugal: Supply/Return/Exhaust Fan | 1 | Year | 2016-07-01
096-EXF-016 | EXHAUST FAN 16 |  |  |  |  | 1
| W847301 |  | PM - Fan, Centrifugal: Supply/Return/Exhaust Fan | 1 | Year | 2016-07-01
096-EXF-017 | EXHAUST FAN 17 |  |  |  |  | 1
| W847301 |  | PM - Fan, Centrifugal: Supply/Return/Exhaust Fan | 1 | Year | 2016-07-01
096-EXF-018 | Exhaust Fan 18 |  |  | 096-ROOF |  | 1
| W847301 |  | PM - Fan, Centrifugal: Supply/Return/Exhaust Fan | 1 | Year | 2016-07-01
096-EXF-019 | Exhaust Fan 19 |  |  | 096-ROOF |  | 1
| W847301 |  | PM - Fan, Centrifugal: Supply/Return/Exhaust Fan | 1 | Year | 2016-07-01
096-EXF-020 | Exhaust Fan 20, Toilet Exhaust |  |  | 096-PENTHOUSE |  | 1
| W847301 |  | PM - Fan, Centrifugal: Supply/Return/Exhaust Fan | 1 | Year | 2016-07-01
096-EXF-021 | Exhaust Fan EF-21 |  |  | 096-PENTHOUSE |  | 1
Avaho
| W847301 |  | PM - Fan, Centrifugal: Supply/Return/Exhaust Fan | 1 | Year | 2016-07-01
096-EXF-022 | Exhaust Fan EF-22 |  |  | 096-PENTHOUSE |  | 1
| W847301 |  | PM - Fan, Centrifugal: Supply/Return/Exhaust Fan | 1 | Year | 2016-07-01
096-EXF-023 | Exhaust Fan EF-23 |  |  | 096-PENTHOUSE |  | 1
| Avaho |  |  | 9342126
| W847301 |  | PM - Fan, Centrifugal: Supply/Return/Exhaust Fan | 1 | Year | 2016-07-01
096-EXF-024 | EXHAUST FAN 24 |  |  |  |  | 1
| W847301 |  | PM - Fan, Centrifugal: Supply/Return/Exhaust Fan | 1 | Year | 2016-07-01
096-EXF-025 | Exhaust Fan 25 |  |  | 096-ROOF |  | 1
| W847301 |  | PM - Fan, Centrifugal: Supply/Return/Exhaust Fan | 1 | Year | 2016-07-01
096-EXF-026 | Exhaust Fan 26 |  |  | 096-ROOF |  | 1
| W847301 |  | PM - Fan, Centrifugal: Supply/Return/Exhaust Fan | 1 | Year | 2016-07-01
096-EXF-027 | Exhaust Fan 27 |  |  | 096-ROOF |  | 1
| W847301 |  | PM - Fan, Centrifugal: Supply/Return/Exhaust Fan | 1 | Year | 2016-07-01
096-EXF-028 | EXHAUST FAN 28 |  |  | 096-01534.00 |  | 1
| W847301 |  | PM - Fan, Centrifugal: Supply/Return/Exhaust Fan | 1 | Year | 2016-07-01
104-EXF-002 | EXHAUST FANS 2-26, 1ST FLOOR MECHANICAL |  |  | 104-1ST FL. |  | 1
| Greenheck |  | GB-080-4X
115-EXF-004 | Exhaust Fan 4 - Dishroom |  |  | 115-LOWROOF |  | 1
| Greenheck |  | CUBE-098-4-X | 02C10385
115-EXF-005 | Exhaust Fan 5 |  |  | 115-ROOF |  | 1
| Greenheck |  | GB-080-4X-CD-F3 | 01K01873
115-EXF-006 | Exhaust Fan 6 |  |  | 115-ROOF |  | 1
| Greenheck |  | GB-080-4X-CD-F3 | 01K01873
115-EXF-007 | Exhaust Fan 7 |  |  | 115-ROOF |  | 1
| Greenheck |  | GB-080-4X-CD-F3 | 01K01873
115-EXF-008 | Exhaust Fan 8 |  |  | 115-ROOF |  | 1
| Greenheck |  | GB-080-4X-CD-F3 | 01K01873
115-EXF-009 | Exhaust Fan 9 |  |  | 115-ROOF |  | 1
| Greenheck |  | GB-080-4X-CD-F3 | 01K01873
115-EXF-010 | Exhaust Fan 10 |  |  | 115-ROOF |  | 1
| Greenheck |  | GB-080-4X-CD-F3 | 01K01873
115-EXF-011 | Exhaust Fan 11 |  |  | 115-ROOF |  | 1
| Greenheck |  | GB-080-4X-CD-F3 | 01K01873
115-EXF-012 | Exhaust Fan 12 |  |  | 115-ROOF |  | 1
| Greenheck |  | GB-080-4X-CD-F3 | 01K01873
115-EXF-013 | Kitchen Exhaust Fan # 13 |  |  | 115-ROOF |  | 1
| Greenheck |  | SWB-236-150-CW | 02C10838
115-EXF-014 | Exhaust Fan 14 |  |  | 115-ROOF |  | 1
| Greenheck |  | GB-080-4X-CD-F3 | 01K01873
115-EXF-015 | Exhaust Fan 15 |  |  | 115-ROOF |  | 1
| Greenheck |  | GB-080-4X-CD-F3 | 01K01873
115-EXF-016 | Exhaust Fan 16 |  |  | 115-ROOF |  | 1
| Greenheck |  | GB-080-4X-CD-F3 | 01K01873
115-EXF-017 | Exhaust Fan 17 |  |  | 115-ROOF |  | 1
| Greenheck |  | GB-080-4X-CD-F3 | 01K01873
115-EXF-018 | Exhaust Fan 18 |  |  | 115-ROOF |  | 1
| Greenheck |  | GB-080-4X-CD-F3
115-EXF-019 | Exhaust Fan 19 |  |  | 115-ROOF |  | 1
| Greenheck |  | GB-080-4X-CD-F3
115-EXF-020 | Exhaust Fan 20 |  |  | 115-ROOF |  | 1
| Greenheck |  | GB-080-4X-CD-F3
115-EXF-021 | Exhaust Fan 21 |  |  | 115-ROOF |  | 1
| Greenheck |  | GB-080-4X-CD-F3
115-EXF-022 | Exhaust Fan |  |  | 115-ROOF |  | 1
| Greenheck |  | GB-080-4X-CD-F3
115-EXF-023 | Exhaust Fan 23 |  |  | 115-ROOF |  | 1
| Greenheck |  | GB-080-4X-CD-F3
115-EXF-024 | Exhaust Fan 24 |  |  | 115-ROOF |  | 1
| Greenheck |  | GB-080-4X-CD-F3
115-EXF-025 | Exhaust Fan 25 |  |  | 115-ROOF |  | 1
| Greenheck |  | GB-080-4X-CD-F3
115-EXF-026 | Exhaust Fan 26 |  |  | 115-ROOF |  | 1
| Greenheck |  | GB-080-4X-CD-F3
115-EXF-027 | Exhaust Fan 27 |  |  | 115-ROOF |  | 1
| Greenheck |  | GB-080-4X-CD-F3
115-EXF-028 | Exhaust Fan 28 |  |  | 115-ROOF |  | 1
| Greenheck |  | GB-080-4X-CD-F3
127-EXF-001 | Public Bathroom Exhaust Fan |  |  | 127-12FL ROOF |  | 1
| Greenheck |  | SWB-115-5
| W847301 |  | PM - Fan, Centrifugal: Supply/Return/Exhaust Fan | 4 | Month | 2016-07-01
127-EXF-002 | Exhaust Fan, 10th Floor Roof, East |  |  | 127-10FL ROOF |  | 1
| W847301 |  | PM - Fan, Centrifugal: Supply/Return/Exhaust Fan | 4 | Month | 2016-07-01
127-EXF-901 | Laundry Room Exhaust Fan |  |  | 127-12FL ROOF |  | 1
127-HRU-001 | Semco Heat Recovery Unit, 12th Floor Roof |  |  | 127-12FL ROOF |  | 1
SEMCO
127-HRU-002 | Semco Heat Recovery Unit, 10th Floor Roof, East |  |  | 127-10FL ROOF |  | 1
SEMCO
127-HRU-003 | Semco Heat Recovery Unit, 10th Floor Roof, South |  |  | 127-10FL ROOF |  | 1
| SEMCO |  | FV500H-6RNZAB | 36137 M022408-02
130-EXF-001 | Exhaust Fan 1, Core Toilet Rm Exhaust |  |  | 130-Roof |  | 1
| Greenheck |  | GB-21-10 | 89EO1395
| W847301 |  | PM - Fan, Centrifugal: Supply/Return/Exhaust Fan | 1 | Year | 2016-04-01
130-EXF-002 | Exhaust Fan 2, President's Toilet |  |  | 130-Roof |  | 1
| Greenheck |  | G-60-DGEX-QD | 89J06367
| W847301 |  | PM - Fan, Centrifugal: Supply/Return/Exhaust Fan | 1 | Year | 2016-04-01
130-EXF-003 | Exhaust Fan 3, Atrium Smoke |  |  | 130-Roof |  | 1
| Greenheck |  | TAUB-36-75 | 89EO1396
| W847301 |  | PM - Fan, Centrifugal: Supply/Return/Exhaust Fan | 1 | Year | 2016-04-01
130-EXF-004 | Exhaust Fan 4, Atrium Smoke |  |  | 130-Roof |  | 1
| Greenheck |  | TAUB-36-75 | 89EO1397
| W847301 |  | PM - Fan, Centrifugal: Supply/Return/Exhaust Fan | 1 | Year | 2016-04-01
130-EXF-005 | Exhaust Fan 5, Atrium Smoke |  |  | 130-Roof |  | 1
| Greenheck |  | TAUB-36-75 | 89EO1398
| W847301 |  | PM - Fan, Centrifugal: Supply/Return/Exhaust Fan | 1 | Year | 2016-04-01
130-EXF-006 | Exhaust Fan 6, Atrium Smoke |  |  | 130-Roof |  | 1
| Greenheck |  | TAUB-35-75 | 89EO1399
| W847301 |  | PM - Fan, Centrifugal: Supply/Return/Exhaust Fan | 1 | Year | 2016-04-01
134-EXF-001 | Exhaust Fans, EXCH 1, Rooms |  |  | 134-PENTHOUSE |  | 1
134-EXF-002 | Exhaust Fans, EXCH 2, Laundry |  |  | 134-PENTHOUSE |  | 1
136-EXF-001 | Building Exhaust Fan |  |  | 136-ATTIC |  | 1
| GE |  | 32A803 | 1558826
150-EXF-001 | Exhaust Fan #1 |  |  | 150-ROOF |  | 1
| American Standard |  | 3-63970-13
150-EXF-002 | Exhaust Fan #2 |  |  | 150-ROOF |  | 1
| American Standard |  | 3-63970-13
| W847301 |  | PM - Fan, Centrifugal: Supply/Return/Exhaust Fan | 1 | Year | 2016-07-01
150-EXF-003 | Exhaust Fan #3 |  |  | 150-ROOF |  | 1
| American Standard |  | 3-63970-13
150-EXF-004 | Exhaust Fan #4 |  |  | 150-00200.00 |  | 1
| American Standard |  | 3-63970-11
150-EXF-005 | Exhaust Fan #5 |  |  | 150-00200.00 |  | 1
| American Standard |  | 3-63970-12
150-EXF-006 | Exhaust Fan #6 |  |  | 150-00200.00 |  | 1
| American Standard |  | 3-63970-13
150-RAF-002 | Return Air Fan #2 |  |  | 150-00200.00 |  | 1
| American Standard |  | 3-63970-01-9
150-RAF-003 | Return Air Fan #3 |  |  | 150-00200.00 |  | 1
| American Standard |  | 3-63970-06-50
155-EXF-001 | Exhaust Fan (Mens Toilet) |  |  | 155-00601.00 |  | 1
| American Standard |  | SB18015X | 1169534109
| W847301 |  | PM - Fan, Centrifugal: Supply/Return/Exhaust Fan | 1 | Year | 2016-04-01
155-EXF-002 | Exhaust Fan (Womens Toilet) |  |  | 155-00601.00 |  | 1
American Standard
| W847301 |  | PM - Fan, Centrifugal: Supply/Return/Exhaust Fan | 1 | Year | 2016-04-01
155-EXF-003 | Boiler Rm Exhaust Fan #1 |  |  | 155-00604.00
| Greenheck |  | SB1014X | 1077357407
| W847301 |  | PM - Fan, Centrifugal: Supply/Return/Exhaust Fan | 1 | Year | 2016-04-01
155-EXF-004 | Boiler Rm Exhaust Fan #2 |  |  | 155-00604.00
| Greenheck |  | SB18015X | 1169534109
| W847301 |  | PM - Fan, Centrifugal: Supply/Return/Exhaust Fan | 1 | Year | 2016-04-01
155-EXF-005 | Basement Exhaust fan (Emerson) |  |  | 155-BSMNT 1
R80888576
| W847301 |  | PM - Fan, Centrifugal: Supply/Return/Exhaust Fan | 1 | Year | 2016-04-01
166-EXF-001 | Exhaust Fan 1, Highbay |  |  | 166-ROOF |  | 1
| Penn Ventilation |  | DX30B
| W847301 |  | PM - Fan, Centrifugal: Supply/Return/Exhaust Fan | 1 | Year | 2016-07-01
166-EXF-002 | Exhaust Fan 2, Highbay |  |  | 166-ROOF |  | 1
| Penn Ventilation |  | DX30B
| W847301 |  | PM - Fan, Centrifugal: Supply/Return/Exhaust Fan | 1 | Year | 2016-07-01
166-EXF-003 | Exhaust Fan 3, Highbay |  |  | 166-ROOF |  | 1
| Penn Ventilation |  | DX30B
| W847301 |  | PM - Fan, Centrifugal: Supply/Return/Exhaust Fan | 1 | Year | 2016-07-01
166-EXF-004 | Exhaust Fan 4, Highbay |  |  | 166-ROOF |  | 1
| Penn Ventilation |  | DX24B
| W847301 |  | PM - Fan, Centrifugal: Supply/Return/Exhaust Fan | 1 | Year | 2016-07-01
166-EXF-005 | Exhaust Fan 5, Highbay |  |  | 166-ROOF |  | 1
| Penn Ventilation |  | DX24B
| W847301 |  | PM - Fan, Centrifugal: Supply/Return/Exhaust Fan | 1 | Year | 2016-07-01
166-EXF-006 | Exhaust Fan 6, Penthouse |  |  | 166-ROOF |  | 1
| Penn Ventilation |  | DX30B
| W847301 |  | PM - Fan, Centrifugal: Supply/Return/Exhaust Fan | 1 | Year | 2016-07-01
166-EXF-007 | Exhaust Fan 7, Penthouse |  |  | 166-ROOF |  | 1
| Penn Ventilation |  | DX30B
| W847301 |  | PM - Fan, Centrifugal: Supply/Return/Exhaust Fan | 1 | Year | 2016-07-01
166-EXF-008 | Exhaust Fan 8, 1st Floor Elec Rm & Jan Closet |  |  | 166-ROOF |  | 1
| Penn Ventilation |  | AQ10
| W847301 |  | PM - Fan, Centrifugal: Supply/Return/Exhaust Fan | 1 | Year | 2016-07-01
166-EXF-009 | Exhaust Fan 9, Womens Toilets |  |  | 166-ROOF |  | 1
| Penn Ventilation |  | AQ10
| W847301 |  | PM - Fan, Centrifugal: Supply/Return/Exhaust Fan | 1 | Year | 2016-07-01
166-EXF-010 | Exhaust Fan 10, Mens Toilets |  |  | 166-ROOF |  | 1
| Penn Ventilation |  | AQ10
| W847301 |  | PM - Fan, Centrifugal: Supply/Return/Exhaust Fan | 1 | Year | 2016-07-01
166-EXF-011 | Exhaust Fan 11, 2nd Floor Janitors Closet |  |  | 166-ROOF |  | 1
| Penn Ventilation |  | XR94
| W847301 |  | PM - Fan, Centrifugal: Supply/Return/Exhaust Fan | 1 | Year | 2016-07-01
166-EXF-012 | Exhaust Fan 12, Machine Room 1168 |  |  | 166-ROOF |  | 1
| Penn Ventilation |  | AQ10
| W847301 |  | PM - Fan, Centrifugal: Supply/Return/Exhaust Fan | 1 | Year | 2016-07-01
166-EXF-013 | Exhaust Fan 13, Mechanical Room |  |  | 166-ROOF |  | 1
DX14B
| W847301 |  | PM - Fan, Centrifugal: Supply/Return/Exhaust Fan | 1 | Year | 2016-07-01
166-EXF-014 | Boiler Room Exhaust Fan |  |  | 166-03195.00
| Greenheck |  | 6B-121-4-X | 10763799-0701
167-EXF-001 | Exhaust Fan 1 |  |  | 167-ROOF |  | 1
|  |  | VFBC3L5111 | 8323704
| W847301 |  | PM - Fan, Centrifugal: Supply/Return/Exhaust Fan | 1 | Year | 2016-07-01
167-EXF-002 | Exhaust Fan 2 |  |  | 167-ROOF |  | 1
|  |  | 6B1204 | 91A04793
| W847301 |  | PM - Fan, Centrifugal: Supply/Return/Exhaust Fan | 1 | Year | 2016-07-01
167-EXF-003 | Exhaust Fan 3 |  |  | 167-ROOF |  | 1
|  |  | 15B1SW100WUB | 91A04792
| W847301 |  | PM - Fan, Centrifugal: Supply/Return/Exhaust Fan | 1 | Year | 2016-07-01
169-EXF-001 | West Toilet Exhaust Fan 1 |  |  | 169-ROOF |  | 1
| Greenheck |  | 6B1064X0D3A | 94H05209
| W847301 |  | PM - Fan, Centrifugal: Supply/Return/Exhaust Fan | 1 | Year | 2016-07-01
169-EXF-002 | Exhaust Fan 2 (Toilet Exhaust Fan) |  |  | 169-ROOF |  | 1
| Greenheck |  | GB-90-4X-QD | 94K00887
| W847301 |  | PM - Fan, Centrifugal: Supply/Return/Exhaust Fan | 1 | Year | 2016-07-01
169-EXF-003 | Lab 2225 Fume Hood Exhaust |  |  | 169-ROOF |  | 1
| Greenheck |  | 120 CPV | 129S599869
| W847301 |  | PM - Fan, Centrifugal: Supply/Return/Exhaust Fan | 1 | Year | 2016-07-01
169-EXF-004 | Room 2245 Fume Hood Exhaust Wall Mounted |  |  | 169-ROOF |  | 1
| Greenheck |  | CUBE-130-3-X | 94K03937
| W847301 |  | PM - Fan, Centrifugal: Supply/Return/Exhaust Fan | 1 | Year | 2016-07-01
169-EXF-005 | Laundry Exhaust Fan #5 (NE) |  |  | 169-ROOF |  | 1
| Greenheck |  | G160-BX-QD | 87004671
| W847301 |  | PM - Fan, Centrifugal: Supply/Return/Exhaust Fan | 1 | Year | 2016-07-01
169-EXF-005 | Laundry Exhaust Fan #5 (NE) |  |  | 169-ROOF |  | 1
| Greenheck |  | G160-BX-QD | 87004671
| W847301 |  | PM - Fan, Centrifugal: Supply/Return/Exhaust Fan | 1 | Year | 2016-07-01
169-EXF-006 | Toilet Exhaust Fan #6 |  |  | 169-ROOF |  | 1
| Greenheck |  | G140-BX-QD | 94J08497
| W847301 |  | PM - Fan, Centrifugal: Supply/Return/Exhaust Fan | 1 | Year | 2016-07-01
193-EXF-001 | Exhaust Fan |  |  | 193-CAGE |  | 1
| W847301 |  | PM - Fan, Centrifugal: Supply/Return/Exhaust Fan | 6 | Month | 2016-07-01
209-EXF-031 | Lab Strobic Exhaust Fan 3.1 |  |  |  |  | 1
| PREFILTERS |  | Replace PRE-filters | 6 | Month | 2016-09-26
209-EXF-032 | Lab Strobic Exhaust Fan 3.2 |  |  |  |  | 1
| PREFILTERS |  | Replace PRE-filters | 6 | Month | 2016-09-26
209-EXF-033 | Lab Strobic Exhaust Fan 3.3 |  |  |  |  | 1
| PREFILTERS |  | Replace PRE-filters | 6 | Month | 2016-09-26
474-EXF-001 | Toilet Exhaust Fan 414 |  |  | 474-PENTHOUSE |  | 1
| HK Porter |  | 222E | 22-1037
474-EXF-002 | General Exhaust Fan 415 |  |  | 474-PENTHOUSE |  | 1
474-EXF-414 | EXHAUST FAN 414 |  |  | 474-PENTHOUSE |  | 1
| HK Porter |  | 222E | 22-1037
474-EXF-415 | EXHAUST FAN 415 |  |  | 474-PENTHOUSE |  | 1
| HK Porter |  | 222E | 22-1037
499-EF1-TMR | Timer for EF-1- inside AHU-1 Control Panel
499-EXF-001 | Exhaust Fan (Room 022) |  |  | 499-00022.00 |  | 1
| W847301 |  | PM - Fan, Centrifugal: Supply/Return/Exhaust Fan | 1 | Year | 2016-07-01
499-EXF-006 | Exhaust Fan (E-1, University Wing) |  |  | 499-ATTIC |  | 1
American Blower
| W847301 |  | PM - Fan, Centrifugal: Supply/Return/Exhaust Fan | 1 | Year | 2016-07-31
499-EXF-007** | Exhaust Fan (West, Library) (Not Running, Space Unoccupied) |  |  | 499-00010.00 |  | 1
American Blower
501-EXF-001 | Exhaust Fan |  |  |  |  | 1
509-EXF-001 | Basement Toilet Exhaust Fan |  |  | 509-00300.00 |  | 1
| W847301 |  | PM - Fan, Centrifugal: Supply/Return/Exhaust Fan | 1 | Year | 2016-04-01
509-EXF-002 | 1st & 2nd Floor Toilets Exhaust Fan |  |  | 509-00330.00 |  | 1
| W847301 |  | PM - Fan, Centrifugal: Supply/Return/Exhaust Fan | 1 | Year | 2016-04-01
509-EXF-003 | Exhaust Fan |  |  | 509-00261.00 |  | 1
| W847301 |  | PM - Fan, Centrifugal: Supply/Return/Exhaust Fan | 1 | Year | 2016-04-01
509-EXF-004 | Exhaust Fan |  |  | 509-00271.00 |  | 1
| W847301 |  | PM - Fan, Centrifugal: Supply/Return/Exhaust Fan | 1 | Year | 2016-04-01
510-EXF-001 | Exhaust Fan 1 |  |  | 510-ROOF |  | 1
| W847301 |  | PM - Fan, Centrifugal: Supply/Return/Exhaust Fan | 1 | Year | 2016-08-01
510-EXF-002 | Exhaust Fan 2 |  |  | 510-ROOF |  | 1
| W847301 |  | PM - Fan, Centrifugal: Supply/Return/Exhaust Fan | 1 | Year | 2016-08-01
603-EXF-001 | Exhaust Fan 1 |  |  | 603-ROOF |  | 1
| Greenheck |  | 00G08388 | CUBE-220-10-X
| W847301 |  | PM - Fan, Centrifugal: Supply/Return/Exhaust Fan | 6 | Month | 2016-10-03
603-EXF-001-A-P | Process Exhaust Fan 1-A |  |  | 603-PENTHOUSE |  | 1
| YORK |  | AP400 | CLJM01142D
| W847301 |  | PM - Fan, Centrifugal: Supply/Return/Exhaust Fan | 6 | Month | 2016-10-03
603-EXF-001-B-P | Process Exhaust Fan 1-B |  |  | 603-PENTHOUSE |  | 1
| YORK |  | AP400 | CLJM01143D
| W847301 |  | PM - Fan, Centrifugal: Supply/Return/Exhaust Fan | 6 | Month | 2016-10-03
603-EXF-002 | Exhaust Fan 2 |  |  | 603-ROOF |  | 1
| Greenheck |  | CUBE-100-4-X | 00G08327
| W847301 |  | PM - Fan, Centrifugal: Supply/Return/Exhaust Fan | 6 | Month | 2016-10-03
603-EXF-002-A-P | Process Exhaust Fan 2-A |  |  | 603-PENTHOUSE |  | 1
| YORK |  | AP360 | CLJM 001145D
| W847301 |  | PM - Fan, Centrifugal: Supply/Return/Exhaust Fan | 6 | Month | 2016-10-03
603-EXF-002-B-P | Process Exhaust Fan 2-B |  |  | 603-PENTHOUSE |  | 1
| YORK |  | AP360 | CLJM01144D
| W847301 |  | PM - Fan, Centrifugal: Supply/Return/Exhaust Fan | 6 | Month | 2016-10-03
603-EXF-003 | Exhaust Fan 3 |  |  | 603-PENTHOUSE |  | 1
| Greenheck |  | SWB-36-50-CCW | 00G06857
| W847301 |  | PM - Fan, Centrifugal: Supply/Return/Exhaust Fan | 6 | Month | 2016-10-03
603-EXF-003-A-P | Process Exhaust Fan 3-A |  |  | 603-PENTHOUSE |  | 1
| YORK |  | AP500 | CLJM01147D
| W847301 |  | PM - Fan, Centrifugal: Supply/Return/Exhaust Fan | 6 | Month | 2016-10-03
603-EXF-003-B-P | Process Exhaust Fan 3-B |  |  | 603-PENTHOUSE |  | 1
| YORK |  | AP500 | CLJM 01146D
| W847301 |  | PM - Fan, Centrifugal: Supply/Return/Exhaust Fan | 6 | Month | 2016-10-03
603-EXF-003P | PROCESS EXHAUST FAN |  |  |  |  | 1
| YORK |  | AP500
603-EXF-004 | EXHAUST FANS 4 |  |  |  |  | 1
| YORK |  | AP500
603-EXF-004-A-P | Process Exhaust Fan 4-A |  |  |  |  | 1
| YORK |  | AP 400 | CLJM 01149D
| W847301 |  | PM - Fan, Centrifugal: Supply/Return/Exhaust Fan | 6 | Month | 2016-10-03
603-EXF-004-B-P | Process Exhaust Fan 4-B |  |  |  |  | 1
| YORK |  | AP 400 | CLJM 01148D
| W847301 |  | PM - Fan, Centrifugal: Supply/Return/Exhaust Fan | 6 | Month | 2016-10-03
603-EXF-005 | Exhaust Fan 5 |  |  | 603-ROOF |  | 1
| Greenheck |  | CUBE-300-7-X | 00G08399
| W847301 |  | PM - Fan, Centrifugal: Supply/Return/Exhaust Fan | 6 | Month | 2016-10-03
603-EXF-005 | Exhaust Fan 5 |  |  | 603-ROOF |  | 1
| Greenheck |  | CUBE-300-7-X | 00G08399
| HEPA603 |  | HEPA Filter Replacement at Appplebaum Pharmacy Building | 6 | Month | 2016-08-01
603-EXF-006 | Exhaust Fan 6 |  |  | 603-ROOF |  | 1
| Greenheck |  | CUBE-300-7-X | 00G08400
| W847301 |  | PM - Fan, Centrifugal: Supply/Return/Exhaust Fan | 6 | Month | 2016-10-03
603-EXF-007 | Exhaust Fan 7 |  |  | 603-ROOF |  | 1
| Greenheck |  | CUBE-300-7-X | 00G08401
| W847301 |  | PM - Fan, Centrifugal: Supply/Return/Exhaust Fan | 6 | Month | 2016-10-03
603-EXF-008 | Exhaust Fan 8 |  |  | 603-PENTHOUSE |  | 1
| Greenheck |  | 12-BISW-41-X-9L-I | 00G06604
| W847301 |  | PM - Fan, Centrifugal: Supply/Return/Exhaust Fan | 6 | Month | 2016-10-03
603-EXF-009 | Exhaust Fan 9 |  |  | 603-PENTHOUSE |  | 1
| Greenheck |  | 12-BISW-41-X-9L-I | 00G06605
| W847301 |  | PM - Fan, Centrifugal: Supply/Return/Exhaust Fan | 6 | Month | 2016-10-03
603-EXF-010 | Exhaust Fan 10 |  |  | 603-00210.00 |  | 1
| Greenheck |  | BSQ-300-50-X | 00G05712
| W847301 |  | PM - Fan, Centrifugal: Supply/Return/Exhaust Fan | 6 | Month | 2016-10-03
603-EXF-011 | Exhaust Fan 11 (Filters) |  |  | 603-00130.00 |  | 1
| Greenheck |  | SBE-IL30-7-X | 00G03336
| PREFILTERS |  | Replace PRE-filters | 6 | Month | 2016-10-03
603-EXF-012 | Exhaust Fan 12 |  |  | 603-00130.00 |  | 1
| Greenheck |  | SBE-IL30-7-X | 00G03337
| W847301 |  | PM - Fan, Centrifugal: Supply/Return/Exhaust Fan | 6 | Month | 2016-10-03
603-EXF-013 | Exhaust Fan 13 |  |  | 603-ROOF |  | 1
| Greenheck |  | CUBE-100-4 | 00G08328
| W847301 |  | PM - Fan, Centrifugal: Supply/Return/Exhaust Fan | 6 | Month | 2016-10-03
603-EXF-015 | Exhaust Fan 15 |  |  | 603-ROOF |  | 1
| Loren Cook |  | 180R7B33 | 129S680513
| W847301 |  | PM - Fan, Centrifugal: Supply/Return/Exhaust Fan | 6 | Month | 2016-10-03
603-EXF-017 | Exhaust Fan 17 |  |  | 603-ROOF |  | 1
| Greenheck |  | TCB-2-12-30-X | 03L09870
| W847301 |  | PM - Fan, Centrifugal: Supply/Return/Exhaust Fan | 6 | Month | 2016-10-03
603-EXF-018 | Exhaust Fan 18 |  |  | 603-ROOF |  | 1
| Greenheck |  | TCB-2-12-30-X | 03L09869
| W847301 |  | PM - Fan, Centrifugal: Supply/Return/Exhaust Fan | 6 | Month | 2016-10-03
608-EXF-001 | Toilet Exhaust Fan 1 |  |  | 608-ROOF |  | 1
| W847301 |  | PM - Fan, Centrifugal: Supply/Return/Exhaust Fan | 1 | Year | 2016-09-01
608-EXF-002 | Mechanical Room Exhaust Fan 2 |  |  | 608-00069.00 |  | 1
| Penn Ventilation |  | B2W | EB-303
| W847301 |  | PM - Fan, Centrifugal: Supply/Return/Exhaust Fan | 1 | Year | 2016-09-01
608-EXF-004 | Exhaust Fan 4 |  |  | 608-ROOF |  | 1
| W847301 |  | PM - Fan, Centrifugal: Supply/Return/Exhaust Fan | 1 | Year | 2016-09-01
608-EXF-010 | Elevator Exhaust Fan |  |  | 608-RECEIVING |  | 1
| W847301 |  | PM - Fan, Centrifugal: Supply/Return/Exhaust Fan | 1 | Year | 2016-09-01
609-EXF-001 | Exhaust Fan 1 |  |  | 609-Roof |  | 1
|  |  | 150 ACE 150C3B (Cook) | 1295955-005-00/0000701
| W847301 |  | PM - Fan, Centrifugal: Supply/Return/Exhaust Fan | 6 | Month | 2016-09-01
609-EXF-001A | Exhaust Fan 1A |  |  | 609-Roof |  | 1
|  |  | VEKTOR-MD-30-9-85-LV-HPW | 07H05327
| W847301 |  | PM - Fan, Centrifugal: Supply/Return/Exhaust Fan | 6 | Month | 2016-09-01
609-EXF-001B | Exhaust Fan 1B |  |  | 609-Roof |  | 1
|  |  | VEKTOR-MD-30-9-85-LV-HPW | 07H05326
| W847301 |  | PM - Fan, Centrifugal: Supply/Return/Exhaust Fan | 6 | Month | 2016-09-01
609-EXF-002A | Exhaust Fan 2A |  |  | 609-Roof |  | 1
|  |  | VEKTOR-MD-30-9-85-LV-HPW | 07H05730
| W847301 |  | PM - Fan, Centrifugal: Supply/Return/Exhaust Fan | 6 | Month | 2016-09-01
609-EXF-002B | Exhaust Fan 2B |  |  | 609-Roof |  | 1
|  |  | VEKTOR-MD-30-9-85-LV-HPW | 07H05731
| W847301 |  | PM - Fan, Centrifugal: Supply/Return/Exhaust Fan | 6 | Month | 2016-09-01
609-EXF-003A1 | Exhaust Fan 3A1 |  |  | 609-Roof |  | 1
|  |  | VEKTOR-MD-22-9-85-LV-HPW | 07H06124
| W847301 |  | PM - Fan, Centrifugal: Supply/Return/Exhaust Fan | 6 | Month | 2016-09-01
609-EXF-003A2 | Exhaust Fan 3A2 |  |  | 609-Roof |  | 1
|  |  | VEKTOR-MD-22-9-85-LV-HPW | 07H06124
| W847301 |  | PM - Fan, Centrifugal: Supply/Return/Exhaust Fan | 6 | Month | 2016-09-01
609-EXF-003B1 | Exhaust Fan 3B1 |  |  | 609-Roof |  | 1
|  |  | VK-HD-BAP | 07H06560
| W847301 |  | PM - Fan, Centrifugal: Supply/Return/Exhaust Fan | 6 | Month | 2016-09-01
609-EXF-003B2 | Exhaust Fan 3B2 |  |  | 609-Roof |  | 1
|  |  | VEKTOR-HD-22-9-85-LV-HPW | 07H06559
| W847301 |  | PM - Fan, Centrifugal: Supply/Return/Exhaust Fan | 6 | Month | 2016-09-01
609-EXF-005A | Exhaust Fan 5A |  |  | 609-Roof |  | 1
|  |  | 0E1-27-11-200-X | 07H01662
| W847301 |  | PM - Fan, Centrifugal: Supply/Return/Exhaust Fan | 6 | Month | 2016-09-01
609-EXF-005B | Exhaust Fan 5B |  |  | 609-Roof |  | 1
|  |  | 0E1-27-11-200-X | 07H01663
| W847301 |  | PM - Fan, Centrifugal: Supply/Return/Exhaust Fan | 6 | Month | 2016-09-01
609-EXF-006A | Exhaust Fan 6A |  |  | 609-Roof |  | 1
|  |  | VK-H-MOZZLE | 07H07418
| W847301 |  | PM - Fan, Centrifugal: Supply/Return/Exhaust Fan | 6 | Month | 2016-09-01
609-EXF-006B | Exhaust Fan 6B |  |  | 609-Roof |  | 1
|  |  | VK-H-MOZZLE | 07H07419
| W847301 |  | PM - Fan, Centrifugal: Supply/Return/Exhaust Fan | 6 | Month | 2016-09-01
609-EXF-010A | Exhaust Fan 10A |  |  | 609-Roof |  | 1
|  |  | VK-H-MOZZLE | 07H04620
| W847301 |  | PM - Fan, Centrifugal: Supply/Return/Exhaust Fan | 6 | Month | 2016-09-01
609-EXF-010B | Exhaust Fan 10B |  |  | 609-Roof |  | 1
|  |  | VK-H-MOZZLE | 07H04624
| W847301 |  | PM - Fan, Centrifugal: Supply/Return/Exhaust Fan | 6 | Month | 2016-09-01
611-EXF-001 | Exhaust Fan 1 |  |  | 611-ROOF |  | 1
| Greenheck |  | SWB-36-2000 | 86L00483
| W847301 |  | PM - Fan, Centrifugal: Supply/Return/Exhaust Fan | 1 | Year | 2016-05-01
611EXF-001 | Exhaust Fan 1 |  |  |  |  | 1
611-EXF-002 | Exhaust Fan 2 |  |  | 611-ROOF |  | 1
| Greenheck |  | SWB-36-2000 | 86L00484
| W847301 |  | PM - Fan, Centrifugal: Supply/Return/Exhaust Fan | 1 | Year | 2016-05-01
611-EXF-003 | Exhaust Fan 3 |  |  | 611-ROOF |  | 1
| Greenheck |  | SWB-36-20 | 86L00485
| W847301 |  | PM - Fan, Centrifugal: Supply/Return/Exhaust Fan | 1 | Year | 2016-05-01
611-EXF-003A | Exhaust Fan 3A |  |  | 611-PENTHOUSE |  | 1
| Buffalo |  | Data plate covered
| W847301 |  | PM - Fan, Centrifugal: Supply/Return/Exhaust Fan | 1 | Year | 2016-05-01
611-EXF-004 | Exhaust Fan 4 |  |  | 611-ROOF |  | 1
| Greenheck |  | SWB-36-20 | 86L00486
| W847301 |  | PM - Fan, Centrifugal: Supply/Return/Exhaust Fan | 1 | Year | 2016-05-01
611-EXF-005 | Exhaust Fan 5 |  |  | 611-ROOF |  | 1
| Greenheck |  | SWB-30-100 | 86l00486
| W847301 |  | PM - Fan, Centrifugal: Supply/Return/Exhaust Fan | 1 | Year | 2016-05-01
611-EXF-024** | Exhaust Fan 24 |  |  |  |  | 1
| W847301 |  | PM - Fan, Centrifugal: Supply/Return/Exhaust Fan | 1 | Year | 2016-05-01
611-EXF-025 | Exhaust Fan 25 |  |  | 611-PENTHOUSE |  | 1
| Westinghouse |  | Size 8020 | Style 5947-7
| W847301 |  | PM - Fan, Centrifugal: Supply/Return/Exhaust Fan | 1 | Year | 2016-05-01
611-EXF-026 | Exhaust Fan 26 |  |  | 611-PENTHOUSE |  | 1
| Westinghouse |  | Size 1012D2 | Style DTY-5947-20
| W847301 |  | PM - Fan, Centrifugal: Supply/Return/Exhaust Fan | 1 | Year | 2016-05-01
611-EXF-027** | Exhaust Fan 27 |  |  |  |  | 1
| W847301 |  | PM - Fan, Centrifugal: Supply/Return/Exhaust Fan | 1 | Year | 2016-05-01
611-EXF-028** | Exhaust Fan 28 |  |  |  |  | 1
| W847301 |  | PM - Fan, Centrifugal: Supply/Return/Exhaust Fan | 1 | Year | 2016-05-01
611-EXF-031 | Exhaust Fan 31 |  |  | 611-00011.00 |  | 1
| Westinghouse |  | Size 218 | Style DTY-5947-9
| W847301 |  | PM - Fan, Centrifugal: Supply/Return/Exhaust Fan | 1 | Year | 2016-05-01
611-EXF-032** | Exhaust Fan 32 |  |  |  |  | 1
| W847301 |  | PM - Fan, Centrifugal: Supply/Return/Exhaust Fan | 1 | Year | 2016-05-01
611-EXF-033 | Exhaust Fan 33 |  |  | 611-PENTHOUSE |  | 1
| Westinghouse |  | Size 218 | Style DTY-5947-17
| W847301 |  | PM - Fan, Centrifugal: Supply/Return/Exhaust Fan | 1 | Year | 2016-05-01
612-EXF-001 | Exhaust Fan-1 |  |  | 612-UP-PH |  | 1
| Barry Blower |  | Size 402 | 70-2600
| W847301 |  | PM - Fan, Centrifugal: Supply/Return/Exhaust Fan | 1 | Year | 2016-02-01
612-EXF-002 | Exhaust Fan-2 |  |  | 612-UP-PH |  | 1
No label
| W847301 |  | PM - Fan, Centrifugal: Supply/Return/Exhaust Fan | 1 | Year | 2016-02-01
612-EXF-003 | Exhaust Fan-3 |  |  | 612-PH |  | 1
| Bayley |  | Size 270 | no serial #
| W847301 |  | PM - Fan, Centrifugal: Supply/Return/Exhaust Fan | 1 | Year | 2016-02-01
612-EXF-004 | Exhaust Fan-4 |  |  | 612-UP-PH |  | 1
| Buffalo |  | Size 890 | 68K-6230
| W847301 |  | PM - Fan, Centrifugal: Supply/Return/Exhaust Fan | 1 | Year | 2016-02-01
612-EXF-005 | Exhaust Fan-5 |  |  | 612-UP-PH |  | 1
| Bayley |  | Size 490 | no label
| W847301 |  | PM - Fan, Centrifugal: Supply/Return/Exhaust Fan | 1 | Year | 2016-02-01
612-EXF-006 | Exhaust Fan-6, Heat Recovery |  |  | 612-PH |  | 1
| Bayley |  | Size 402 | no serial #
| W847301 |  | PM - Fan, Centrifugal: Supply/Return/Exhaust Fan | 1 | Year | 2016-02-01
612-EXF-007 | Exhaust Fan-7, Glycol Loop |  |  | 612-UP-PH |  | 1
| Bayley |  | Size 365 | no serial #
| W847301 |  | PM - Fan, Centrifugal: Supply/Return/Exhaust Fan | 1 | Year | 2016-02-01
612-EXF-008 | Exhaust Fan-8 |  |  | 612-PH |  | 1
| Buffalo |  | Size 1460 | 68K-6231
| W847301 |  | PM - Fan, Centrifugal: Supply/Return/Exhaust Fan | 1 | Year | 2016-02-01
612-EXF-009 | Exhaust Fan-9 |  |  | 612-PH |  | 1
| Buffalo |  | Size 1460 | 68K-6232
| W847301 |  | PM - Fan, Centrifugal: Supply/Return/Exhaust Fan | 1 | Year | 2016-02-01
612-EXF-010 | Exhaust Fan-10 |  |  | 612-UP-PH-SO |  | 1
| Buffalo |  | Size 1200 | 68K-6233
| W847301 |  | PM - Fan, Centrifugal: Supply/Return/Exhaust Fan | 1 | Year | 2016-02-01
612-EXF-011 | Exhaust Fan-11 |  |  | 612-UP-PH-SO |  | 1
| Buffalo |  | Size 1460 | 68K-6234
| W847301 |  | PM - Fan, Centrifugal: Supply/Return/Exhaust Fan | 1 | Year | 2016-02-01
612-EXF-012 | Exhaust Fan-12 |  |  | 612-PH |  | 1
| Buffalo |  | Size 365 | 68K-6235
| W847301 |  | PM - Fan, Centrifugal: Supply/Return/Exhaust Fan | 1 | Year | 2016-02-01
612-EXF-013 | Exhaust Fan-13 |  |  | 612-ROOF |  | 1
| Bayley |  | Size 402 | paper label painted over
| W847301 |  | PM - Fan, Centrifugal: Supply/Return/Exhaust Fan | 1 | Year | 2016-04-01
612-EXF-014 | Exhaust Fan-14 |  |  | 612-ROOF |  | 1
| Bayley |  | Size 402 | no label evident
| W847301 |  | PM - Fan, Centrifugal: Supply/Return/Exhaust Fan | 1 | Year | 2016-04-01
612-EXF-015 | Exhaust Fan-15 |  |  | 612-ROOF |  | 1
| Bayley |  | Size 402 | paper label painted over
| W847301 |  | PM - Fan, Centrifugal: Supply/Return/Exhaust Fan | 1 | Year | 2016-04-01
612-EXF-016 | Exhaust Fan-16 |  |  | 612-PH |  | 1
| Bayley |  | Size 365 | A-0351-8
| W847301 |  | PM - Fan, Centrifugal: Supply/Return/Exhaust Fan | 1 | Year | 2016-02-01
612-EXF-017 | Exhaust Fan-17 |  |  | 612-PH |  | 1
| Buffalo |  | Size 25 | 68K-6237 A3
| W847301 |  | PM - Fan, Centrifugal: Supply/Return/Exhaust Fan | 1 | Year | 2016-02-01
612-EXF-019 | Exhaust Fan-19 |  |  | 612-PH |  | 1
| Buffalo |  | AW Size 25 | 68K-6238 A6
| W847301 |  | PM - Fan, Centrifugal: Supply/Return/Exhaust Fan | 1 | Year | 2016-02-01
612-EXF-020 | Exhaust Fan-20 |  |  | 612-PH |  | 1
| Buffalo |  | AW Size 25 | 68K-6242
| W847301 |  | PM - Fan, Centrifugal: Supply/Return/Exhaust Fan | 1 | Year | 2016-02-01
612-EXF-021 | Exhaust Fan-21 |  |  | 612-PH |  | 1
| Buffalo |  | AW Size 25 | 68K-6239 A
| W847301 |  | PM - Fan, Centrifugal: Supply/Return/Exhaust Fan | 1 | Year | 2016-02-01
612-EXF-022 | Exhaust Fan-22 |  |  | 612-PH |  | 1
| Buffalo |  | AW Size 25 | 68K-6238 A1
| W847301 |  | PM - Fan, Centrifugal: Supply/Return/Exhaust Fan | 1 | Year | 2016-02-01
612-EXF-023 | Exhaust Fan-23 |  |  | 612-PH |  | 1
| Buffalo |  | AW Size 25 | 68K-6240 A10
| W847301 |  | PM - Fan, Centrifugal: Supply/Return/Exhaust Fan | 1 | Year | 2016-02-01
612-EXF-024 | Exhaust Fan-24 |  |  | 612-PH |  | 1
| Buffalo |  | AW Size 25 | 68K-6243 A4
| W847301 |  | PM - Fan, Centrifugal: Supply/Return/Exhaust Fan | 1 | Year | 2016-02-01
612-EXF-025 | Exhaust Fan-25 |  |  | 612-PH |  | 1
| Buffalo |  | Aw Size 17 | 68K-6248A A1
| W847301 |  | PM - Fan, Centrifugal: Supply/Return/Exhaust Fan | 1 | Year | 2016-02-01
612-EXF-026 | Exhaust Fan-26 |  |  | 612-ROOF |  | 1
| Buffalo |  | Size 25 | 68K-6240 A6
| W847301 |  | PM - Fan, Centrifugal: Supply/Return/Exhaust Fan | 1 | Year | 2016-04-01
612-EXF-027 | Exhaust Fan-27 |  |  | 612-ROOF |  | 1
| Buffalo |  | Size 25 | 68K-6238A A2
| W847301 |  | PM - Fan, Centrifugal: Supply/Return/Exhaust Fan | 1 | Year | 2016-04-01
612-EXF-028 | Exhaust Fan-28 |  |  | 612-ROOF |  | 1
| Buffalo |  | Size 17 | 68K6248 A1
| W847301 |  | PM - Fan, Centrifugal: Supply/Return/Exhaust Fan | 1 | Year | 2016-04-01
612-EXF-029 | Exhaust Fan-29 |  |  | 612-ROOF |  | 1
| Buffalo |  | Size 25 | 68K-6241
| W847301 |  | PM - Fan, Centrifugal: Supply/Return/Exhaust Fan | 1 | Year | 2016-04-01
612-EXF-030 | Exhaust Fan-30 |  |  | 612-PH |  | 1
| Buffalo |  | Size 25 | 68K-6238 A2
| W847301 |  | PM - Fan, Centrifugal: Supply/Return/Exhaust Fan | 1 | Year | 2016-04-01
612-EXF-031 | Exhaust Fan-31 |  |  | 612-ROOF |  | 1
| Buffalo |  | Size 25 | 68K-6243 A3
| W847301 |  | PM - Fan, Centrifugal: Supply/Return/Exhaust Fan | 1 | Year | 2016-04-01
612-EXF-032 | Exhaust Fan-32 |  |  | 612-ROOF |  | 1
| Buffalo |  | Size 25 | 68K6238 A4
| W847301 |  | PM - Fan, Centrifugal: Supply/Return/Exhaust Fan | 1 | Year | 2016-04-01
612-EXF-033 | Exhaust Fan-33 |  |  | 612-ROOF |  | 1
| Buffalo |  | Size 25 | 68K-6238 A5
| W847301 |  | PM - Fan, Centrifugal: Supply/Return/Exhaust Fan | 1 | Year | 2016-04-01
612-EXF-034 | Exhaust Fan-34 |  |  | 612-ROOF |  | 1
| Buffalo |  | Size 17 | 68K-6248 A2
| W847301 |  | PM - Fan, Centrifugal: Supply/Return/Exhaust Fan | 1 | Year | 2016-04-01
612-EXF-037 | Exhaust Fan-37 |  |  | 612-ROOF |  | 1
| Buffalo |  | Size 17 | 68K-6248A A2
| W847301 |  | PM - Fan, Centrifugal: Supply/Return/Exhaust Fan | 1 | Year | 2016-04-01
612-EXF-038 | Exhaust Fan-38 |  |  | 612-ROOF |  | 1
| Buffalo |  | Size 25 | 68K-6238 A3
| W847301 |  | PM - Fan, Centrifugal: Supply/Return/Exhaust Fan | 1 | Year | 2016-04-01
612-EXF-039 | Exhaust Fan-39 |  |  | 612-ROOF |  | 1
| Buffalo |  | Size 25 | 68K-6240 A8
| W847301 |  | PM - Fan, Centrifugal: Supply/Return/Exhaust Fan | 1 | Year | 2016-04-01
612-EXF-040 | Exhaust Fan-40 |  |  | 612-ROOF |  | 1
| Buffalo |  | Size 25AW | 68K-6240 A3
612-EXF-041 | Exhaust Fan-41 |  |  | 612-ROOF |  | 1
| Buffalo |  | Size 25 | 68K-6238A A1
| W847301 |  | PM - Fan, Centrifugal: Supply/Return/Exhaust Fan | 1 | Year | 2016-04-01
612-EXF-042 | Exhaust Fan-42 |  |  | 612-ROOF |  | 1
| Buffalo |  | Size 25 | 68K-6239 A4
| W847301 |  | PM - Fan, Centrifugal: Supply/Return/Exhaust Fan | 1 | Year | 2016-04-01
612-EXF-043 | Exhaust Fan-43 |  |  | 612-ROOF |  | 1
| Buffalo |  | Size 25 | 68K-6257 A2
| W847301 |  | PM - Fan, Centrifugal: Supply/Return/Exhaust Fan | 1 | Year | 2016-04-01
612-EXF-044 | Exhaust Fan-44 |  |  | 612-ROOF |  | 1
| Buffalo |  | Size 25 | 68K-6257 A1
| W847301 |  | PM - Fan, Centrifugal: Supply/Return/Exhaust Fan | 1 | Year | 2016-04-01
612-EXF-045 | Exhaust Fan-45 |  |  | 612-PH |  | 1
| Buffalo |  | AW Size 17 | 68K-6249A
| W847301 |  | PM - Fan, Centrifugal: Supply/Return/Exhaust Fan | 1 | Year | 2016-03-01
612-EXF-046 | Exhaust Fan-46 |  |  | 612-PH |  | 1
| Buffalo |  | AW Size 25 | 68K-6240A A1
| W847301 |  | PM - Fan, Centrifugal: Supply/Return/Exhaust Fan | 1 | Year | 2016-03-01
612-EXF-047 | Exhaust Fan-47 |  |  | 612-PH |  | 1
| Buffalo |  | AW Size 25 | 68K-6240A A2
| W847301 |  | PM - Fan, Centrifugal: Supply/Return/Exhaust Fan | 1 | Year | 2016-03-01
612-EXF-048 | Exhaust Fan-48 |  |  | 612-PH |  | 1
| Buffalo |  | AW Size 25 | 68K-6239 A6
| W847301 |  | PM - Fan, Centrifugal: Supply/Return/Exhaust Fan | 1 | Year | 2016-03-01
612-EXF-049 | Exhaust Fan-49 |  |  | 612-PH |  | 1
| Buffalo |  | AW Size 25 | 68K-6239 A2
| W847301 |  | PM - Fan, Centrifugal: Supply/Return/Exhaust Fan | 1 | Year | 2016-03-01
612-EXF-050 | Exhaust Fan-50 |  |  | 612-PH |  | 1
| W847301 |  | PM - Fan, Centrifugal: Supply/Return/Exhaust Fan | 1 | Year | 2016-03-01
612-EXF-051 | Exhaust Fan-51 |  |  | 612-PH |  | 1
| Buffalo |  | AW Size 25 | 68K-6239 A7
| W847301 |  | PM - Fan, Centrifugal: Supply/Return/Exhaust Fan | 1 | Year | 2016-03-01
612-EXF-052 | Exhaust Fan-52 |  |  | 612-PH |  | 1
| W847301 |  | PM - Fan, Centrifugal: Supply/Return/Exhaust Fan | 1 | Year | 2016-03-01
612-EXF-053 | Exhaust Fan-53 |  |  | 612-PH |  | 1
| Buffalo |  | AW Size 25 | 68K-6240 A1
| W847301 |  | PM - Fan, Centrifugal: Supply/Return/Exhaust Fan | 1 | Year | 2016-03-01
612-EXF-054 | Exhaust Fan-54 |  |  | 612-PH |  | 1
| Buffalo |  | AW Size 17 | 68K-6250
| W847301 |  | PM - Fan, Centrifugal: Supply/Return/Exhaust Fan | 1 | Year | 2016-03-01
612-EXF-055 | Exhaust Fan-55 |  |  | 612-PH |  | 1
| W847301 |  | PM - Fan, Centrifugal: Supply/Return/Exhaust Fan | 1 | Year | 2016-03-01
612-EXF-056 | Exhaust Fan-56 |  |  | 612-PH |  | 1
| Buffalo |  | AW Size 25 | 68-6237 A1
| W847301 |  | PM - Fan, Centrifugal: Supply/Return/Exhaust Fan | 1 | Year | 2016-03-01
612-EXF-057 | Exhaust Fan-57 |  |  | 612-PH |  | 1
| Buffalo |  | AW Size 25 | 68K-6240 A5
| W847301 |  | PM - Fan, Centrifugal: Supply/Return/Exhaust Fan | 1 | Year | 2016-03-01
612-EXF-058 | Exhaust Fan-58 |  |  | 612-PH |  | 1
| Buffalo |  | AW Size 25 | 68K-6237 A2
| W847301 |  | PM - Fan, Centrifugal: Supply/Return/Exhaust Fan | 1 | Year | 2016-03-01
612-EXF-059 | Exhaust Fan-59 |  |  | 612-PH |  | 1
| Buffalo |  | AW Size 25 | 68K-6242 A2
| W847301 |  | PM - Fan, Centrifugal: Supply/Return/Exhaust Fan | 1 | Year | 2016-03-01
612-EXF-060 | Exhaust Fan-60 |  |  | 612-PH |  | 1
| Buffalo |  | AW Size 25 | 68K-6239 A3
| W847301 |  | PM - Fan, Centrifugal: Supply/Return/Exhaust Fan | 1 | Year | 2016-03-01
612-EXF-061 | Exhaust Fan-61 |  |  | 612-PH |  | 1
| Buffalo |  | AW Size 25 | 68K-6239 A1
| W847301 |  | PM - Fan, Centrifugal: Supply/Return/Exhaust Fan | 1 | Year | 2016-03-01
612-EXF-062 | Exhaust Fan-62 |  |  | 612-PH |  | 1
| Buffalo |  | AW Size 25 | 68K-6239 A5
| W847301 |  | PM - Fan, Centrifugal: Supply/Return/Exhaust Fan | 1 | Year | 2016-04-01
612-EXF-063 | Exhaust Fan-63 |  |  | 612-PH |  | 1
| Buffalo |  | AW Size 25 | 68K-6242 A1
| W847301 |  | PM - Fan, Centrifugal: Supply/Return/Exhaust Fan | 1 | Year | 2016-04-01
612-EXF-064 | Exhaust Fan-64 |  |  | 612-PH |  | 1
| Buffalo |  | AW Size 25 | 68K-6239 A8
| W847301 |  | PM - Fan, Centrifugal: Supply/Return/Exhaust Fan | 1 | Year | 2016-04-01
612-EXF-065 | Exhaust Fan-65 |  |  | 612-PH |  | 1
| Buffalo |  | MW Size 17 | 68K-6247 A1
| W847301 |  | PM - Fan, Centrifugal: Supply/Return/Exhaust Fan | 1 | Year | 2016-04-01
612-EXF-066 | Exhaust Fan-66 |  |  | 612-PH |  | 1
| Buffalo |  | AW Size 25 | 68K-6240 A4
| W847301 |  | PM - Fan, Centrifugal: Supply/Return/Exhaust Fan | 1 | Year | 2016-04-01
612-EXF-067 | Exhaust Fan-67 |  |  | 612-PH |  | 1
| Buffalo |  | AW Size 25 | 68K-6240 A2
| W847301 |  | PM - Fan, Centrifugal: Supply/Return/Exhaust Fan | 1 | Year | 2016-04-01
612-EXF-068 | Exhaust Fan-68 |  |  | 612-PH |  | 1
| Buffalo |  | AW Size 25 | 68K-6243 A1
| W847301 |  | PM - Fan, Centrifugal: Supply/Return/Exhaust Fan | 1 | Year | 2016-04-01
612-EXF-069 | Exhaust Fan-69 |  |  | 612-PH |  | 1
| Buffalo |  | AW Size 25 | 68K-6242 A3
| W847301 |  | PM - Fan, Centrifugal: Supply/Return/Exhaust Fan | 1 | Year | 2016-04-01
612-EXF-070 | Exhaust Fan-70 |  |  | 612-PH |  | 1
| Buffalo |  | AW Size 17 | 68K-6248 A3
| W847301 |  | PM - Fan, Centrifugal: Supply/Return/Exhaust Fan | 1 | Year | 2016-04-01
612-EXF-071 | Exhaust Fan-71 |  |  | 612-PH |  | 1
| Buffalo |  | AW Size 17 | 68K-6249 A1
| W847301 |  | PM - Fan, Centrifugal: Supply/Return/Exhaust Fan | 1 | Year | 2016-04-01
612-EXF-072 | Exhaust Fan-72 |  |  | 612-PH |  | 1
| Buffalo |  | AW Size 25 | 68K-6240 A9
| W847301 |  | PM - Fan, Centrifugal: Supply/Return/Exhaust Fan | 1 | Year | 2016-04-01
612-EXF-073 | Exhaust Fan-73 |  |  | 612-PH |  | 1
| Buffalo |  | AW Size 25 | 68K-6243 A2
| W847301 |  | PM - Fan, Centrifugal: Supply/Return/Exhaust Fan | 1 | Year | 2016-04-01
612-EXF-074 | Exhaust Fan-74 |  |  | 612-PH |  | 1
| Buffalo |  | AW Size 21 | 68K-6251
| W847301 |  | PM - Fan, Centrifugal: Supply/Return/Exhaust Fan | 1 | Year | 2016-04-01
612-EXF-075 | Exhaust Fan-75 |  |  | 612-PH |  | 1
| Buffalo |  | AW Size 17 | 68K-6249 A3
| W847301 |  | PM - Fan, Centrifugal: Supply/Return/Exhaust Fan | 1 | Year | 2016-04-01
612-EXF-076 | Exhaust Fan-76 |  |  | 612-PH |  | 1
| Buffalo |  | AW Size 17 | 68K-6249 A4
| W847301 |  | PM - Fan, Centrifugal: Supply/Return/Exhaust Fan | 1 | Year | 2016-04-01
612-EXF-077 | Exhaust Fan-77 |  |  | 612-PH |  | 1
|  |  | AW Size 25 | 68K-6240 A7
| W847301 |  | PM - Fan, Centrifugal: Supply/Return/Exhaust Fan | 1 | Year | 2016-04-01
612-EXF-078 | Exhaust Fan-78 |  |  | 612-PH |  | 1
| Buffalo |  | AW Size 17 | 68K-6249 A2
| W847301 |  | PM - Fan, Centrifugal: Supply/Return/Exhaust Fan | 1 | Year | 2016-04-01
612-EXF-079 | Exhaust Fan-79 |  |  | 612-PH |  | 1
| Buffalo |  | AW Size 25 | 68K-6243 A
| W847301 |  | PM - Fan, Centrifugal: Supply/Return/Exhaust Fan | 1 | Year | 2016-04-01
612-EXF-080 | Exhaust Fan-80 |  |  | 612-PH |  | 1
| Buffalo |  | AW Size 25 | 68K-6240 A11
| W847301 |  | PM - Fan, Centrifugal: Supply/Return/Exhaust Fan | 1 | Year | 2016-04-01
612-EXF-081 | Exhaust Fan-81 |  |  | 612-PH |  | 1
| Buffalo |  | AW Size 25 | 68K-6244
| W847301 |  | PM - Fan, Centrifugal: Supply/Return/Exhaust Fan | 1 | Year | 2016-04-01
612-EXF-082 | Exhaust Fan-82 |  |  | 612-PH |  | 1
| Buffalo |  | AW Size 25 | 68K-6238 A7
| W847301 |  | PM - Fan, Centrifugal: Supply/Return/Exhaust Fan | 1 | Year | 2016-04-01
612-EXF-083 | Exhaust Fan-83 |  |  | 612-PH |  | 1
| Buffalo |  | AW Size 25 | 68K-6245
| W847301 |  | PM - Fan, Centrifugal: Supply/Return/Exhaust Fan | 1 | Year | 2016-04-01
612-EXF-084 | Exhaust Fan-84 |  |  | 612-UP-PH |  | 1
| Bayley |  | Size 222 | No label
| W847301 |  | PM - Fan, Centrifugal: Supply/Return/Exhaust Fan | 1 | Year | 2016-04-01
612-EXF-085 | Exhaust Fan-85 |  |  | 612-UP-PH |  | 1
| Bayley |  | Size 245 | no label
| W847301 |  | PM - Fan, Centrifugal: Supply/Return/Exhaust Fan | 1 | Year | 2016-04-01
612-EXF-086 | Exhaust Fan-86 |  |  | 612-UP-PH |  | 1
| Buffalo |  | BL-Aerofoil Size 660 | 68K-6236
| W847301 |  | PM - Fan, Centrifugal: Supply/Return/Exhaust Fan | 1 | Year | 2016-04-01
612-EXF-087 | Exhaust Fan-87 |  |  | 612-PH |  | 1
| Bayley |  | Size 245
| W847301 |  | PM - Fan, Centrifugal: Supply/Return/Exhaust Fan | 1 | Year | 2016-04-01
612-EXF-088 | Exhaust Fan-88 |  |  | 612-PH |  | 1
| W847301 |  | PM - Fan, Centrifugal: Supply/Return/Exhaust Fan | 1 | Year | 2016-04-01
612-EXF-089 | Exhaust Fan-89 |  |  | 612-PH |  | 1
|  |  | 25AW | 68K-6246
| W847301 |  | PM - Fan, Centrifugal: Supply/Return/Exhaust Fan | 1 | Year | 2016-04-01
612-EXF-090 | Exhaust Fan-90 |  |  | 612-PH |  | 1
| Buffalo |  | AW Size 40 | 68K-6252
| W847301 |  | PM - Fan, Centrifugal: Supply/Return/Exhaust Fan | 1 | Year | 2016-04-01
612-EXF-091 | Exhaust Fan-91 |  |  | 612-PH |  | 1
| Buffalo |  | AW Size 17 | 68K-6254 A2
| W847301 |  | PM - Fan, Centrifugal: Supply/Return/Exhaust Fan | 1 | Year | 2016-04-01
612-EXF-092 | Exhaust Fan-92 |  |  | 612-PH |  | 1
Buffalo
| W847301 |  | PM - Fan, Centrifugal: Supply/Return/Exhaust Fan | 1 | Year | 2016-04-01
612-EXF-093 | Exhaust Fan-93 |  |  | 612-PH |  | 1
| Buffalo |  | AW Size 17 | 68K-6254 A1
| W847301 |  | PM - Fan, Centrifugal: Supply/Return/Exhaust Fan | 1 | Year | 2016-04-01
612-EXF-094 | Exhaust Fan-94 |  |  | 612-PH |  | 1
| Trane. |  | 412M6-B1 | K76M08574
| W847301 |  | PM - Fan, Centrifugal: Supply/Return/Exhaust Fan | 1 | Year | 2016-04-01
612-EXF-095 | Exhaust Fan-95 |  |  | 612-PH |  | 1
| Kewaunee Scientific |  | 2C-3321-G5 | B-45943
| W847301 |  | PM - Fan, Centrifugal: Supply/Return/Exhaust Fan | 1 | Year | 2016-04-01
612-EXF-096 | Exhaust Fan-96 |  |  | 612-PH |  | 1
|  |  | 2C-3323-H6x | B-39546
| W847301 |  | PM - Fan, Centrifugal: Supply/Return/Exhaust Fan | 1 | Year | 2016-04-01
612-EXF-098 | Exhaust Fan-98 |  |  | 612-PH |  | 1
| W847301 |  | PM - Fan, Centrifugal: Supply/Return/Exhaust Fan | 1 | Year | 2016-04-01
612-EXF-6345 | Exhaust Fan-6345 |  |  | 612-PH |  | 1
| W847301 |  | PM - Fan, Centrifugal: Supply/Return/Exhaust Fan | 1 | Year | 2016-04-01
612-EXF-8319 | Exhaust Fan-8319 |  |  | 612-PH |  | 1
|  |  | 2C-3323-H6X | B35946
| W847301 |  | PM - Fan, Centrifugal: Supply/Return/Exhaust Fan | 1 | Year | 2016-04-01
629-EXF-001 | Exhaust Fan 1 |  |  |  |  | 1
| Penn Ventilation |  | 20-B | none
| W847301 |  | PM - Fan, Centrifugal: Supply/Return/Exhaust Fan | 1 | Year | 2016-05-01
629-EXF-001A | EXHAUST FAN |  |  |  |  | 1
629-EXF-002 | EXHAUST FAN |  |  |  |  | 1
629-EXF-002** | Exhaust Fan 2 |  |  |  |  | 1
|  |  | ? | 88301256
| W847301 |  | PM - Fan, Centrifugal: Supply/Return/Exhaust Fan | 1 | Year | 2016-05-01
629-EXF-003 | Exhaust Fan 3 |  |  |  |  | 1
data plate missing
| W847301 |  | PM - Fan, Centrifugal: Supply/Return/Exhaust Fan | 1 | Year | 2016-05-01
629-EXF-004A | Exhaust Fan 4A |  |  |  |  | 1
| Buffalo |  | 38B9 | 88301252A2
| W847301 |  | PM - Fan, Centrifugal: Supply/Return/Exhaust Fan | 1 | Year | 2016-05-01
629-EXF-004B | Exhaust Fan 4B |  |  |  |  | 1
| Buffalo |  | 38B9 | 88301252-A1
| W847301 |  | PM - Fan, Centrifugal: Supply/Return/Exhaust Fan | 1 | Year | 2016-05-01
629-EXF-005A | Exhaust Fan 5A |  |  |  |  | 1
no label
| W847301 |  | PM - Fan, Centrifugal: Supply/Return/Exhaust Fan | 1 | Year | 2016-05-01
629-EXF-005B | Exhaust Fan 5B |  |  |  |  | 1
no label
| W847301 |  | PM - Fan, Centrifugal: Supply/Return/Exhaust Fan | 1 | Year | 2016-05-01
629-EXF-006 | Exhaust Fan 6 |  |  | 629-ROOF |  | 1
| Buffalo |  | 17MW | 88301256
| W847301 |  | PM - Fan, Centrifugal: Supply/Return/Exhaust Fan | 1 | Year | 2016-05-01
629-EXF-007 | Exhaust Fan 7 |  |  |  |  | 1
| Penn Ventilation |  | ? | 22-B
| W847301 |  | PM - Fan, Centrifugal: Supply/Return/Exhaust Fan | 1 | Year | 2016-05-01
629-EXF-008A | Exhaust Fan 8A |  |  |  |  | 1
label painted over
| W847301 |  | PM - Fan, Centrifugal: Supply/Return/Exhaust Fan | 1 | Year | 2016-05-01
629-EXF-008B | Exhaust Fan 8B |  |  |  |  | 1
label painted over
| W847301 |  | PM - Fan, Centrifugal: Supply/Return/Exhaust Fan | 1 | Year | 2016-05-01
629-EXF-009 | Exhaust Fan 9 |  |  | 629-ROOF |  | 1
| Penn Ventilation |  | MB542 | none
| W847301 |  | PM - Fan, Centrifugal: Supply/Return/Exhaust Fan | 1 | Year | 2016-05-01
629-EXF-010 | Exhaust Fan 10 |  |  | 629-ROOF |  | 1
| Penn Ventilation |  | MB542 | none
| W847301 |  | PM - Fan, Centrifugal: Supply/Return/Exhaust Fan | 1 | Year | 2016-05-01
629-EXF-011A | Exhaust Fan 11A (w/Filters) |  |  |  |  | 1
| Buffalo |  | 660 BLD | 88301254
| PREFILTERS |  | Replace PRE-filters | 3 | Month | 2016-10-03
629-EXF-011B | Exhaust Fan 11B (w/Filters) |  |  |  |  | 1
| Buffalo |  | 38 B5 | 88301253
| PREFILTERS |  | Replace PRE-filters | 3 | Month | 2016-10-03
629-EXF-012 | Exhaust Fan12 |  |  |  |  | 1
| Penn Ventilation |  | QB-36 | none
| W847301 |  | PM - Fan, Centrifugal: Supply/Return/Exhaust Fan | 1 | Year | 2016-05-01
629-EXF-014 | Exhaust Fan 14 |  |  |  |  | 1
| Buffalo |  | BL 245 | 89302780
| W847301 |  | PM - Fan, Centrifugal: Supply/Return/Exhaust Fan | 1 | Year | 2016-05-01
629-EXF-015 | Exhaust Fan 15 |  |  |  |  | 1
| Buffalo |  | BL 365 | 89303747
| W847301 |  | PM - Fan, Centrifugal: Supply/Return/Exhaust Fan | 1 | Year | 2016-05-01
637-EXF-001 | Roof Exhaust Fan 1 |  |  | 637-6FL ROOF |  | 1
637-EXF-001A | ROOF EXHAUST FAN, ROOF 6TH FLOOR |  |  | 637-ROOF |  | 1
637-EXF-002 | Roof Exhaust Fan |  |  | 637-3FL ROOF |  | 1
Greenheck
637-EXF-003 | Roof Exhaust Fan |  |  | 637-3FL ROOF |  | 1
Greenheck
637-EXF-004 | Roof Exhaust Fan |  |  | 637-3FL ROOF |  | 1
637-EXF-006 | Roof Exhaust Fan 6 |  |  | 637-3FL ROOF |  | 1
637-EXF-008 | Roof Exhaust Fan 8 |  |  | 637-3FL ROOF |  | 1
637-EXF-009 | Roof Exhaust Fan 9 |  |  | 637-3FL ROOF |  | 1
637-EXF-01 | Exhaust Fan 1, 3rd Floor Mechanical |  |  | 637-3FL MECH |  | 1
637-EXF-010 | Roof Exhaust Fan 10 |  |  | 637-3FL ROOF |  | 1
637-EXF-011 | Roof Exhaust Fan 11 |  |  | 637-3FL ROOF |  | 1
637-EXF-013 | Roof Exhaust Fan 13 |  |  | 637-3FL ROOF |  | 1
637-EXF-015 | Roof Exhaust Fan 15 |  |  | 637-3FL ROOF |  | 1
637-EXF-017 | Roof Exhaust Fan 17 |  |  | 637-3FL ROOF |  | 1
637-EXF-019 | Roof Exhaust Fan 19 |  |  | 637-3FL ROOF |  | 1
637-EXF-01A | Exhaust Fan 1A, 3rd Floor Mechanical |  |  | 637-3FL MECH |  | 1
637-EXF-020 | Roof Exhaust Fan 20 |  |  | 637-3FL ROOF |  | 1
637-EXF-021 | Toilet Exhaust Fan, 6th Floor Mechanical |  |  | 637-6FL MECH |  | 1
637-EXF-022 | Mechanical Exhaust Fan, 6th Floor Mechanical |  |  | 637-6FL MECH |  | 1
637-EXF-LF1 | West Fume Hood Exhaust Fan |  |  | 637-6FL ROOF |  | 1
637-EXF-LF2 | East Fume Hood Exhaust Fan |  |  | 637-6FL ROOF |  | 1
992-EXF-001 | Main Exhaust Fan, Phase 2 |  |  |  |  | 1
992-EXF-002 | Exhaust Fan, Roof |  |  | 992-ROOF |  | 1
QMA 464503
992-EXF-003 | Exhaust Fan, Roof |  |  | 992-ROOF |  | 1
OBR 100 CW
992-EXF-004 | Exhaust Fan, Roof |  |  | 992-ROOF |  | 1
Total | [5 empty] | 628
Expansion Tank
001-EXP-001 | Expansion Tank EXP1 |  |  | 001-SUB B |  | 1
| Bell & Gossett |  | B-1600 | 95-2462
001-EXP-002 | Expansion Tank EXP2 |  |  | 001-SUB B |  | 1
| Bell & Gossett |  | B-800 | 57685
001-EXP-003 | Expansion Tank (Water Booster Pumps) |  |  | 001-00002.00 |  | 1
| Wessels Co. |  | 259485 | K5781.5
025-EXP-001 | Air Expansion Tank |  |  | 025-LOWER LEV |  | 1
| Flexcon |  | WHV50
039-EXP-001 | Expansion Tank (Chilled Water) |  |  | 039-00025.00 |  | 1
|  |  | (Insulated, No Label) | (Insulated, No Label)
048-EXP-001 | Expansion Tank (Reheat) |  |  | 048-00018.00 |  | 1
|  |  | (No Label) | (No label)
048-EXP-002 | Expansion Tank (Radiant) |  |  | 048-00018.00 |  | 1
|  |  | (No Label) | (No Label)
050-EXP-001 | Expansion Tank |  |  | 050-00011.00 |  | 1
064-EXP-001 | Expansion Tank w/ Bladder Diaphragm |  |  | 064-00008.00 |  | 1
071-EXP-001 | Expansion Tank |  |  | 071-15TH FLR |  | 1
| Taco |  | CAX 350-3
071-EXP-002 | Expansion Tank (Hydronic Loop) |  |  | 071-BASEMENT |  | 1
Taco
127-EXP-001 | Expansion Tank w/ Bladder (Red) |  |  | 127-00158.00 |  | 1
Armstrong
127-EXP-002 | Expansion Tank for Booster Pumps (Green) |  |  | 127-00158.00 |  | 1
John Wood
140-EXT-001 | Expansion Tank 1 |  |  | 140-00051.00 |  | 1
140-EXT-002 | Expansion Tank 2 |  |  | 140-00051.00 |  | 1
155-EXP-001 | Expansion Tank (Perimeter Heat) |  |  | 155-00601.00 |  | 1
155-EXP-002 | Small Expansion Tank |  |  | 155-00601.00 |  | 1
189-EXP-001 | Expansion Tank |  |  | 189-BASEMENT |  | 1
504-EXP-001 | Expansion Tank |  |  | 504-00026.00 |  | 1
637-EXP-001 | Expansion Tank |  |  | 637-6FL MECH |  | 1
637-EXP-002 | Expansion Tank, 3rd Floor Mechanical |  |  | 637-3FL MECH |  | 1
Total | [5 empty] | 21
Fan Coil Unit
001-FCU-001ANTH | Floor Unit (Anthropology Museum) |  |  | 001-ANTH MUSM |  | 1
McQuay
| W833601 |  | PM - Fan Coil/HV/AC Unit | 1 | Year | 2016-05-01
001-FCU-001CASS | Floor Unit (Cass Entrance, North) |  |  | 001-CASS ENTR |  | 1
McQuay
| W833601 |  | PM - Fan Coil/HV/AC Unit | 1 | Year | 2016-05-01
001-FCU-001CFC | CFC (0002) |  |  | 001-00002.00 |  | 1
Magic Aire
001-FCU-001COR | Floor Unit (Outside Courtyard Entrance, Stairwell, Cass side) |  |  | 001-CORRIDOR |  | 1
McQuay
| W833601 |  | PM - Fan Coil/HV/AC Unit | 1 | Year | 2016-05-01
001-FCU-001HCFC | High Capacity Ceiling Fan Coil Unit HCFC3 |  |  | 001-ATTIC C |  | 1
| Magic Aire |  | 48-BHW-6-A | 9408929
| W833601 |  | PM - Fan Coil/HV/AC Unit | 1 | Year | 2016-05-01
001-FCU-001LOBB | Floor Unit (2nd Floor Student Lobby, 2208) |  |  | 001-2FL LOBBY |  | 1
McQuay
| W833601 |  | PM - Fan Coil/HV/AC Unit | 1 | Year | 2016-05-01
001-FCU-001LOOM | Floor Unit (2nd Floor Loom Room, 2208) |  |  | 001-2FL LOOM |  | 1
McQuay
| W833601 |  | PM - Fan Coil/HV/AC Unit | 1 | Year | 2016-05-01
001-FCU-001WARR | Floor Unit - Recessed (Warren Entrance, East) |  |  | 001-WRRN ENTR |  | 1
McQuay
| W833601 |  | PM - Fan Coil/HV/AC Unit | 1 | Year | 2016-05-01
001-FCU-002ANTH | Floor Unit (Anthropology Museum) |  |  | 001-ANTH MUSM |  | 1
McQuay
| W833601 |  | PM - Fan Coil/HV/AC Unit | 1 | Year | 2016-05-01
001-FCU-002CASS | Floor Unit (Cass Entrance, South) |  |  | 001-CASS ENTR |  | 1
McQuay
| W833601 |  | PM - Fan Coil/HV/AC Unit | 1 | Year | 2016-05-01
001-FCU-002COR | Floor Unit (Outside Courtyard Entrance, Warren side) |  |  | 001-CORRIDOR |  | 1
McQuay
| W833601 |  | PM - Fan Coil/HV/AC Unit | 1 | Year | 2016-05-01
001-FCU-002HCFC | High Capacity Ceiling Fan Coil Unit HCFC5 |  |  | 001-ATTIC D |  | 1
| Magic Aire |  | 90-BHW-6-A | 950734333
| W833601 |  | PM - Fan Coil/HV/AC Unit | 1 | Year | 2016-06-01
001-FCU-002LOBB | Floor Unit (2nd Floor Student Lobby, 2208) |  |  | 001-2FL LOBBY |  | 1
McQuay
| W833601 |  | PM - Fan Coil/HV/AC Unit | 1 | Year | 2016-05-01
001-FCU-002LOOM | Floor Unit (2nd Floor Loom Room, 2208) |  |  | 001-2FL LOOM |  | 1
McQuay
| W833601 |  | PM - Fan Coil/HV/AC Unit | 1 | Year | 2016-05-01
001-FCU-002WARR | Floor Unit - Recessed (Warren Entrance, West) |  |  | 001-WRRN ENTR |  | 1
McQuay
| W833601 |  | PM - Fan Coil/HV/AC Unit | 1 | Year | 2016-05-01
001-FCU-003ANTH | Floor Unit (Anthropology Museum) |  |  | 001-ANTH MUSM |  | 1
McQuay
| W833601 |  | PM - Fan Coil/HV/AC Unit | 1 | Year | 2016-05-01
001-FCU-003HCFC | High Capacity Ceiling Fan Coil Unit HCFC5 |  |  | 001-ATTIC D |  | 1
| Magic Aire |  | 90-BHW-6-A | 950734323
| W833601 |  | PM - Fan Coil/HV/AC Unit | 1 | Year | 2016-06-01
001-FCU-003LOBB | Floor Unit (2nd Floor Student Lobby, 2208) |  |  | 001-2FL LOBBY |  | 1
McQuay
| W833601 |  | PM - Fan Coil/HV/AC Unit | 1 | Year | 2016-06-01
001-FCU-004HCFC | High Capacity Ceiling Fan Coil Unit HCFC5 |  |  | 001-ATTIC D |  | 1
| Magic Aire |  | 90-BHW-6-A | 950734338
| W833601 |  | PM - Fan Coil/HV/AC Unit | 1 | Year | 2016-06-01
001-FCU-005HCFC | High Capacity Ceiling Fan Coil Unit HCFC5 |  |  | 001-ATTIC D |  | 1
| Magic Aire |  | 90-BHW-6-A | 940898930
| W833601 |  | PM - Fan Coil/HV/AC Unit | 1 | Year | 2016-06-01
001-FCU-006HCFC | High Capacity Ceiling Fan Coil Unit HCFC3 |  |  | 001-ATTIC D |  | 1
| Magic Aire |  | 48-BHW-6-A | 940902262
| W833601 |  | PM - Fan Coil/HV/AC Unit | 1 | Year | 2016-06-01
001-FCU-007HCFC | High Capacity Ceiling Fan Coil Unit HCFC3 |  |  | 001-ATTIC A |  | 1
| Magic Aire |  |  | 950217487
| W833601 |  | PM - Fan Coil/HV/AC Unit | 1 | Year | 2016-06-01
001-FCU-008HCFC | High Capacity Ceiling Fan Coil Unit HCFC2 |  |  | 001-ATTIC A |  | 1
| Magic Aire |  |  | 941105947
| W833601 |  | PM - Fan Coil/HV/AC Unit | 1 | Year | 2016-06-01
001-FCU-009HCFC | High Capacity Ceiling Fan Coil Unit HCFC3 |  |  | 001-ATTIC B |  | 1
| Magic Aire |  | 48-BHW-6-A | 94092276
| W833601 |  | PM - Fan Coil/HV/AC Unit | 1 | Year | 2016-06-01
001-FCU-0101 | Ceiling Fan Unit (0101) |  |  | 001-00101.00 |  | 1
| W833601 |  | PM - Fan Coil/HV/AC Unit | 1 | Year | 2016-09-19
001-FCU-0102 | Ceiling Fan Unit (0102) |  |  | 001-00102.00 |  | 1
| W833601 |  | PM - Fan Coil/HV/AC Unit | 1 | Year | 2016-09-19
001-FCU-0103 | Ceiling Fan Unit, Diffuser (0103) |  |  | 001-00103.00 |  | 1
| W833601 |  | PM - Fan Coil/HV/AC Unit | 1 | Year | 2016-09-19
001-FCU-0105 | Ceiling Fan Unit, Diffuser (0105) |  |  | 001-00105.00 |  | 1
| W833601 |  | PM - Fan Coil/HV/AC Unit | 1 | Year | 2016-09-19
001-FCU-0106 | Ceiling Fan Unit, Diffuser (0106) |  |  | 001-00106.00 |  | 1
| W833601 |  | PM - Fan Coil/HV/AC Unit | 1 | Year | 2016-09-19
001-FCU-010HCFC | High Capacity Ceiling Fan Coil Unit HCFC3 |  |  | 001-ATTIC B |  | 1
| Magic Aire |  | 48-BHW-6-A | 950321383
| W833601 |  | PM - Fan Coil/HV/AC Unit | 1 | Year | 2016-06-01
001-FCU-0111 | Ceiling Fan Unit, Diffuser (0111) |  |  | 001-00111.00 |  | 1
| W833601 |  | PM - Fan Coil/HV/AC Unit | 1 | Year | 2016-09-19
001-FCU-0116 | Ceiling Fan Unit, Diffuser (0116) |  |  | 001-00116.00 |  | 1
| W833601 |  | PM - Fan Coil/HV/AC Unit | 1 | Year | 2016-09-19
001-FCU-011HCFC | High Capacity Ceiling Fan Coil Unit HCFC5 |  |  | 001-ATTIC B |  | 1
| Magic Aire |  | 90-BHW-6-A | 950734324
| W833601 |  | PM - Fan Coil/HV/AC Unit | 1 | Year | 2016-06-01
001-FCU-0121 | Ceiling Fan Unit, Diffuser (0121) |  |  | 001-00121.00 |  | 1
| W833601 |  | PM - Fan Coil/HV/AC Unit | 1 | Year | 2016-09-19
001-FCU-0122 | Ceiling Fan Unit (Electrical Closet 0122) |  |  | 001-00122.00 |  | 1
001-FCU-0128 | Ceiling Fan Unit (Electrical Closet 0128) |  |  | 001-00128.00 |  | 1
001-FCU-0129 | Ceiling Fan Unit, Diffuser (0129) |  |  | 001-00129.00 |  | 1
| W833601 |  | PM - Fan Coil/HV/AC Unit | 1 | Year | 2016-09-19
001-FCU-012HCFC | High Capacity Ceiling Fan Coil Unit HCFC5 |  |  | 001-ATTIC B |  | 1
| Magic Aire |  | 90-BHW-6-A | 950734330
| W833601 |  | PM - Fan Coil/HV/AC Unit | 1 | Year | 2016-06-01
001-FCU-0134 | Ceiling Fan Unit, Diffuser (0134) |  |  | 001-00134.00 |  | 1
| W833601 |  | PM - Fan Coil/HV/AC Unit | 1 | Year | 2016-09-19
001-FCU-0137 | Ceiling Fan Unit, Diffuser (0137) |  |  | 001-00137.00 |  | 1
| W833601 |  | PM - Fan Coil/HV/AC Unit | 1 | Year | 2016-09-19
001-FCU-013HCFC | High Capacity Ceiling Fan Coil Unit HCFC |  |  | 001-ATTIC 5TH |  | 1
| W833601 |  | PM - Fan Coil/HV/AC Unit | 1 | Year | 2016-06-01
001-FCU-0141 | Ceiling Fan Unit (Storage 0141) |  |  | 001-00141.00 |  | 1
| W833601 |  | PM - Fan Coil/HV/AC Unit | 1 | Year | 2016-09-19
001-FCU-0143 | Ceiling Fan Unit, Diffuser (0143) |  |  | 001-00143.00 |  | 1
| W833601 |  | PM - Fan Coil/HV/AC Unit | 1 | Year | 2016-09-19
001-FCU-0145 | Ceiling Fan Unit, Diffuser (0145) |  |  | 001-00145.00 |  | 1
| W833601 |  | PM - Fan Coil/HV/AC Unit | 1 | Year | 2016-09-19
001-FCU-0147 | Ceiling Fan Unit (Storage 0147) |  |  | 001-00147.00 |  | 1
| W833601 |  | PM - Fan Coil/HV/AC Unit | 1 | Year | 2016-09-19
001-FCU-0149 | Ceiling Fan Unit (0149) |  |  | 001-00149.00 |  | 1
| W833601 |  | PM - Fan Coil/HV/AC Unit | 1 | Year | 2016-09-19
001-FCU-014HCFC | High Capacity Ceiling Fan Coil Unit HCFC 2 (4213) |  |  | 001-04213.00 |  | 1
001-FCU-0151 | Ceiling Fan Unit, Diffuser (0151) |  |  | 001-00151.00 |  | 1
| W833601 |  | PM - Fan Coil/HV/AC Unit | 1 | Year | 2016-09-19
001-FCU-0154 | Ceiling Fan Unit, Diffuser (Storage Closet 0154) |  |  | 001-00154.00 |  | 1
| W833601 |  | PM - Fan Coil/HV/AC Unit | 1 | Year | 2016-09-19
001-FCU-0159-1 | Floor Unit (0159) |  |  | 001-00159.00 |  | 1
McQuay
| W833601 |  | PM - Fan Coil/HV/AC Unit | 1 | Year | 2016-07-01
001-FCU-0159-2 | Floor Unit (0159) |  |  | 001-00159.00 |  | 1
McQuay
| W833601 |  | PM - Fan Coil/HV/AC Unit | 1 | Year | 2016-07-01
001-FCU-0162-1 | Floor Unit (0162) |  |  | 001-00162.00 |  | 1
McQuay
| W833601 |  | PM - Fan Coil/HV/AC Unit | 1 | Year | 2016-07-01
001-FCU-0162-2 | Floor Unit (0162) |  |  | 001-00162.00 |  | 1
McQuay
| W833601 |  | PM - Fan Coil/HV/AC Unit | 1 | Year | 2016-07-01
001-FCU-0162-3 | Floor Unit (0162) |  |  | 001-00162.00 |  | 1
McQuay
| W833601 |  | PM - Fan Coil/HV/AC Unit | 1 | Year | 2016-07-01
001-FCU-0165-1 | Floor Unit (0165) |  |  | 001-00165.00 |  | 1
McQuay
| W833601 |  | PM - Fan Coil/HV/AC Unit | 1 | Year | 2016-07-01
001-FCU-0165-2 | Floor Unit (0165) |  |  | 001-00165.00 |  | 1
McQuay
| W833601 |  | PM - Fan Coil/HV/AC Unit | 1 | Year | 2016-07-01
001-FCU-0165-3 | Floor Unit (0165) |  |  | 001-00165.00 |  | 1
McQuay
| W833601 |  | PM - Fan Coil/HV/AC Unit | 1 | Year | 2016-07-01
001-FCU-0168-1 | Floor Unit (0168) |  |  | 001-00168.00 |  | 1
McQuay
| W833601 |  | PM - Fan Coil/HV/AC Unit | 1 | Year | 2016-07-01
001-FCU-0168-2 | Floor Unit (0168) |  |  | 001-00168.00 |  | 1
McQuay
| W833601 |  | PM - Fan Coil/HV/AC Unit | 1 | Year | 2016-07-01
001-FCU-0168-3 | Floor Unit (0168) |  |  | 001-00168.00 |  | 1
McQuay
| W833601 |  | PM - Fan Coil/HV/AC Unit | 1 | Year | 2016-07-01
001-FCU-0171-1 | Floor Unit (0171) |  |  | 001-00171.00 |  | 1
McQuay
| W833601 |  | PM - Fan Coil/HV/AC Unit | 1 | Year | 2016-07-01
001-FCU-0171-2 | Floor Unit (0171) |  |  | 001-00171.00 |  | 1
McQuay
| W833601 |  | PM - Fan Coil/HV/AC Unit | 1 | Year | 2016-07-01
001-FCU-0174-1 | Floor Unit (0174) |  |  | 001-00174.00 |  | 1
McQuay
| W833601 |  | PM - Fan Coil/HV/AC Unit | 1 | Year | 2016-07-01
001-FCU-0174-2 | Floor Unit (0174) |  |  | 001-00174.00 |  | 1
McQuay
| W833601 |  | PM - Fan Coil/HV/AC Unit | 1 | Year | 2016-07-01
001-FCU-0174-3 | Floor Unit (0174) |  |  | 001-00174.00 |  | 1
McQuay
| W833601 |  | PM - Fan Coil/HV/AC Unit | 1 | Year | 2016-07-01
001-FCU-0176 | Ceiling Fan Unit (Electrical Closet 0176) |  |  | 001-00176.00 |  | 1
001-FCU-0204 | Ceiling Fan Unit, Diffuser (0204) |  |  | 001-00204.00 |  | 1
| W833601 |  | PM - Fan Coil/HV/AC Unit | 1 | Year | 2016-09-19
001-FCU-0205 | Ceiling Fan Unit (0205) |  |  | 001-00205.00 |  | 1
| W833601 |  | PM - Fan Coil/HV/AC Unit | 1 | Year | 2016-09-19
001-FCU-0208 | Ceiling Fan Unit (Hancock Basement Entrance, 0208) |  |  | 001-00208.00 |  | 1
| W833601 |  | PM - Fan Coil/HV/AC Unit | 1 | Year | 2016-09-19
001-FCU-0215 | Ceiling Fan Unit, Diffuser (0215) |  |  | 001-00215.00 |  | 1
| W833601 |  | PM - Fan Coil/HV/AC Unit | 1 | Year | 2016-09-19
001-FCU-0224 | Ceiling Fan Unit, Diffuser (Geology Department Office 0224) |  |  | 001-00224.00 |  | 1
| W833601 |  | PM - Fan Coil/HV/AC Unit | 1 | Year | 2016-09-19
001-FCU-0235 | Ceiling Fan Unit, Diffuser (Janitors Closet 0235) |  |  | 001-00235.00 |  | 1
| W833601 |  | PM - Fan Coil/HV/AC Unit | 1 | Year | 2016-09-19
001-FCU-0307 | Ceiling Fan Unit, Diffuser (Geology Lab 0307) |  |  | 001-00307.00 |  | 1
| W833601 |  | PM - Fan Coil/HV/AC Unit | 1 | Year | 2016-09-19
001-FCU-0307.1 | Ceiling Fan Unit (Geology Lab 0307.1) |  |  | 001-00307.10 |  | 1
001-FCU-0307.2 | Ceiling Fan Unit (Geology Lab 0307.2) |  |  | 001-00307.20 |  | 1
001-FCU-0318 | Ceiling Fan Unit, Diffuser (Geology Lab 0318) |  |  | 001-00318.00 |  | 1
| W833601 |  | PM - Fan Coil/HV/AC Unit | 1 | Year | 2016-09-19
001-FCU-0319-1 | Floor Unit (Geology Lab 0319) |  |  | 001-00319.00 |  | 1
McQuay
| W833601 |  | PM - Fan Coil/HV/AC Unit | 1 | Year | 2016-08-01
001-FCU-0319-2 | Floor Unit (0319) |  |  | 001-00319.00 |  | 1
McQuay
| W833601 |  | PM - Fan Coil/HV/AC Unit | 1 | Year | 2016-08-01
001-FCU-0319-3 | Floor Unit (0319) |  |  | 001-00319.00 |  | 1
McQuay
| W833601 |  | PM - Fan Coil/HV/AC Unit | 1 | Year | 2016-08-01
001-FCU-0319-4 | Floor Unit (0319) |  |  | 001-00319.00 |  | 1
McQuay
| W833601 |  | PM - Fan Coil/HV/AC Unit | 1 | Year | 2016-08-01
001-FCU-0319-5 | Floor Unit (0319) |  |  | 001-00319.00 |  | 1
McQuay
| W833601 |  | PM - Fan Coil/HV/AC Unit | 1 | Year | 2016-08-01
001-FCU-0332 | Ceiling Fan Unit, Diffuser (0332) |  |  | 001-00332.00 |  | 1
| W833601 |  | PM - Fan Coil/HV/AC Unit | 1 | Year | 2016-09-19
001-FCU-0334 | Floor Unit (Geology Map Room 0334) |  |  | 001-00334.00 |  | 1
McQuay
| W833601 |  | PM - Fan Coil/HV/AC Unit | 1 | Year | 2016-08-01
001-FCU-0336 | Ceiling Fan Unit (Electrical Closet 0336) |  |  | 001-00336.00 |  | 1
001-FCU-0347 | Floor Unit (Engineer's Office 0347) |  |  | 001-00347.00 |  | 1
McQuay
| W833601 |  | PM - Fan Coil/HV/AC Unit | 1 | Year | 2016-08-01
001-FCU-0356 | Ceiling Fan Unit (Art Studio Room 0356) |  |  | 001-00356.00 |  | 1
| W833601 |  | PM - Fan Coil/HV/AC Unit | 1 | Year | 2016-09-19
001-FCU-0358 | Ceiling Fan Unit (Art Studio Room 0358) |  |  | 001-00358.00 |  | 1
| W833601 |  | PM - Fan Coil/HV/AC Unit | 1 | Year | 2016-09-19
001-FCU-0360 | Ceiling Fan Unit (Art Studio Room 0360) |  |  | 001-00360.00 |  | 1
| W833601 |  | PM - Fan Coil/HV/AC Unit | 1 | Year | 2016-09-19
001-FCU-0361 | Ceiling Fan Unit (Art Studio Room 0361) |  |  | 001-00361.00 |  | 1
| W833601 |  | PM - Fan Coil/HV/AC Unit | 1 | Year | 2016-09-19
001-FCU-0362 | Ceiling Fan Unit (Art Studio Room 0362) |  |  | 001-00362.00 |  | 1
| W833601 |  | PM - Fan Coil/HV/AC Unit | 1 | Year | 2016-09-19
001-FCU-0363 | Ceiling Fan Unit (Art Studio Room 0363) |  |  | 001-00363.00 |  | 1
| W833601 |  | PM - Fan Coil/HV/AC Unit | 1 | Year | 2016-09-19
001-FCU-0364 | Ceiling Fan Unit (Art Studio Room 0364) |  |  | 001-00364.00 |  | 1
| W833601 |  | PM - Fan Coil/HV/AC Unit | 1 | Year | 2016-09-19
001-FCU-0365 | Ceiling Fan Unit (Art Studio Room 0365) |  |  | 001-00365.00 |  | 1
| W833601 |  | PM - Fan Coil/HV/AC Unit | 1 | Year | 2016-09-19
001-FCU-0366 | Ceiling Fan Unit (Art Studio Room 0366) |  |  | 001-00366.00 |  | 1
| W833601 |  | PM - Fan Coil/HV/AC Unit | 1 | Year | 2016-09-19
001-FCU-0367 | Ceiling Fan Unit (Art Studio Room 0367) |  |  | 001-00367.00 |  | 1
| W833601 |  | PM - Fan Coil/HV/AC Unit | 1 | Year | 2016-09-19
001-FCU-0368 | Ceiling Fan Unit (Art Studio Room 0368) |  |  | 001-00368.00 |  | 1
| W833601 |  | PM - Fan Coil/HV/AC Unit | 1 | Year | 2016-09-19
001-FCU-0369 | Ceiling Fan Unit (Art Studio Room 0369) |  |  | 001-00369.00 |  | 1
| W833601 |  | PM - Fan Coil/HV/AC Unit | 1 | Year | 2016-09-19
001-FCU-0370 | Ceiling Fan Unit (Art Studio Room 0370) |  |  | 001-00370.00 |  | 1
| W833601 |  | PM - Fan Coil/HV/AC Unit | 1 | Year | 2016-09-19
001-FCU-0372 | Ceiling Fan Unit (Art Studio Room 0372) |  |  | 001-00372.00 |  | 1
| W833601 |  | PM - Fan Coil/HV/AC Unit | 1 | Year | 2016-09-19
001-FCU-0373 | Ceiling Fan Unit (Art Studio Room 0373) |  |  | 001-00373.00 |  | 1
| W833601 |  | PM - Fan Coil/HV/AC Unit | 1 | Year | 2016-09-19
001-FCU-0374 | Ceiling Fan Unit (Art Studio Room 0374) |  |  | 001-00374.00 |  | 1
| W833601 |  | PM - Fan Coil/HV/AC Unit | 1 | Year | 2016-09-19
001-FCU-0376 | Ceiling Fan Unit (Art Studio Room 0376) |  |  | 001-00376.00 |  | 1
| W833601 |  | PM - Fan Coil/HV/AC Unit | 1 | Year | 2016-09-19
001-FCU-0377 | Ceiling Fan Unit (Art Studio Room 0377) |  |  | 001-00377.00 |  | 1
| W833601 |  | PM - Fan Coil/HV/AC Unit | 1 | Year | 2016-09-19
001-FCU-0378 | Ceiling Fan Unit (Art Studio Room 0378) |  |  | 001-00378.00 |  | 1
| W833601 |  | PM - Fan Coil/HV/AC Unit | 1 | Year | 2016-09-19
001-FCU-0379 | Ceiling Fan Unit (Art Studio Room 0379) |  |  | 001-00379.00 |  | 1
| W833601 |  | PM - Fan Coil/HV/AC Unit | 1 | Year | 2016-09-19
001-FCU-0380 | Ceiling Fan Unit (Art Studio Room 0380) |  |  | 001-00380.00 |  | 1
| W833601 |  | PM - Fan Coil/HV/AC Unit | 1 | Year | 2016-09-19
001-FCU-0382 | Ceiling Fan Unit (Art Studio Room 0382) |  |  | 001-00382.00 |  | 1
| W833601 |  | PM - Fan Coil/HV/AC Unit | 1 | Year | 2016-09-19
001-FCU-0383 | Ceiling Fan Unit (Art Studio Room 0383) |  |  | 001-00383.00 |  | 1
| W833601 |  | PM - Fan Coil/HV/AC Unit | 1 | Year | 2016-09-19
001-FCU-0384 | Ceiling Fan Unit (Art Studio Room 0384) |  |  | 001-00384.00 |  | 1
| W833601 |  | PM - Fan Coil/HV/AC Unit | 1 | Year | 2016-09-19
001-FCU-0385 | Ceiling Fan Unit (Art Studio Room 0385) |  |  | 001-00385.00 |  | 1
| W833601 |  | PM - Fan Coil/HV/AC Unit | 1 | Year | 2016-09-19
001-FCU-0386 | Ceiling Fan Unit (Art Studio Room 0386) |  |  | 001-00386.00 |  | 1
| W833601 |  | PM - Fan Coil/HV/AC Unit | 1 | Year | 2016-09-19
001-FCU-0387 | Ceiling Fan Unit (Art Studio Room 0387) |  |  | 001-00387.00 |  | 1
| W833601 |  | PM - Fan Coil/HV/AC Unit | 1 | Year | 2016-09-19
001-FCU-0388 | Ceiling Fan Unit (Art Studio Room 0388) |  |  | 001-00388.00 |  | 1
| W833601 |  | PM - Fan Coil/HV/AC Unit | 1 | Year | 2016-09-19
001-FCU-0389 | Ceiling Fan Unit (Art Studio Room 0389) |  |  | 001-00389.00 |  | 1
| W833601 |  | PM - Fan Coil/HV/AC Unit | 1 | Year | 2016-09-19
001-FCU-0390 | Ceiling Fan Unit (Art Studio Room 0390) |  |  | 001-00390.00 |  | 1
| W833601 |  | PM - Fan Coil/HV/AC Unit | 1 | Year | 2016-09-19
001-FCU-0402 | Ceiling Fan Unit, Diffuser (Art Gallery 0402) |  |  | 001-00402.00 |  | 1
| W833601 |  | PM - Fan Coil/HV/AC Unit | 1 | Year | 2016-09-19
001-FCU-1101 | Floor Unit (1101) |  |  | 001-01101.00 |  | 1
McQuay
| W833601 |  | PM - Fan Coil/HV/AC Unit | 1 | Year | 2016-08-01
001-FCU-1107-1 | Floor Unit (1107) |  |  | 001-01107.00 |  | 1
McQuay
| W833601 |  | PM - Fan Coil/HV/AC Unit | 1 | Year | 2016-08-01
001-FCU-1107-10 | Floor Unit (1107) |  |  | 001-01107.00 |  | 1
McQuay
| W833601 |  | PM - Fan Coil/HV/AC Unit | 1 | Year | 2016-08-01
001-FCU-1107-2 | Floor Unit (1107) |  |  | 001-01107.00 |  | 1
McQuay
| W833601 |  | PM - Fan Coil/HV/AC Unit | 1 | Year | 2016-08-01
001-FCU-1107-3 | Floor Unit (1107) |  |  | 001-01107.00 |  | 1
McQuay
| W833601 |  | PM - Fan Coil/HV/AC Unit | 1 | Year | 2016-08-01
001-FCU-1107-4 | Floor Unit (1107) |  |  | 001-01107.00 |  | 1
McQuay
| W833601 |  | PM - Fan Coil/HV/AC Unit | 1 | Year | 2016-08-01
001-FCU-1107-5 | Floor Unit (1107) |  |  | 001-01107.00 |  | 1
McQuay
| W833601 |  | PM - Fan Coil/HV/AC Unit | 1 | Year | 2016-08-01
001-FCU-1107-6 | Floor Unit (1107) |  |  | 001-01107.00 |  | 1
McQuay
| W833601 |  | PM - Fan Coil/HV/AC Unit | 1 | Year | 2016-08-01
001-FCU-1107-7 | Floor Unit (1107) |  |  | 001-01107.00 |  | 1
McQuay
| W833601 |  | PM - Fan Coil/HV/AC Unit | 1 | Year | 2016-08-01
001-FCU-1107-8 | Floor Unit (1107) |  |  | 001-01107.00 |  | 1
McQuay
| W833601 |  | PM - Fan Coil/HV/AC Unit | 1 | Year | 2016-08-01
001-FCU-1107-9 | Floor Unit (1107) |  |  | 001-01107.00 |  | 1
McQuay
| W833601 |  | PM - Fan Coil/HV/AC Unit | 1 | Year | 2016-08-01
001-FCU-1111-1 | Floor Unit (1111) |  |  | 001-01111.00 |  | 1
McQuay
| W833601 |  | PM - Fan Coil/HV/AC Unit | 1 | Year | 2016-08-01
001-FCU-1111-2 | Floor Unit (1111) |  |  | 001-01111.00 |  | 1
McQuay
| W833601 |  | PM - Fan Coil/HV/AC Unit | 1 | Year | 2016-08-01
001-FCU-1111-3 | Floor Unit (1111) |  |  | 001-01111.00 |  | 1
McQuay
| W833601 |  | PM - Fan Coil/HV/AC Unit | 1 | Year | 2016-08-01
001-FCU-1114-1 | Floor Unit (1114) |  |  | 001-01114.00 |  | 1
McQuay
| W833601 |  | PM - Fan Coil/HV/AC Unit | 1 | Year | 2016-08-01
001-FCU-1114-2 | Floor Unit (1114) |  |  | 001-01114.00 |  | 1
McQuay
| W833601 |  | PM - Fan Coil/HV/AC Unit | 1 | Year | 2016-08-01
001-FCU-1114-3 | Floor Unit (1114) |  |  | 001-01114.00 |  | 1
McQuay
| W833601 |  | PM - Fan Coil/HV/AC Unit | 1 | Year | 2016-08-01
001-FCU-1115-1 | Floor Unit (1115) |  |  | 001-01115.00 |  | 1
McQuay
| W833601 |  | PM - Fan Coil/HV/AC Unit | 1 | Year | 2016-08-01
001-FCU-1115-2 | Floor Unit (1115) |  |  | 001-01115.00 |  | 1
McQuay
| W833601 |  | PM - Fan Coil/HV/AC Unit | 1 | Year | 2016-08-01
001-FCU-1115-3 | Floor Unit (1115) |  |  | 001-01115.00 |  | 1
McQuay
| W833601 |  | PM - Fan Coil/HV/AC Unit | 1 | Year | 2016-08-01
001-FCU-1119-1 | Floor Unit (1119) |  |  | 001-01119.00 |  | 1
McQuay
| W833601 |  | PM - Fan Coil/HV/AC Unit | 1 | Year | 2016-08-01
001-FCU-1119-2 | Floor Unit (1119) |  |  | 001-01119.00 |  | 1
McQuay
| W833601 |  | PM - Fan Coil/HV/AC Unit | 1 | Year | 2016-08-01
001-FCU-1119-3 | Floor Unit (1119) |  |  | 001-01119.00 |  | 1
McQuay
| W833601 |  | PM - Fan Coil/HV/AC Unit | 1 | Year | 2016-08-01
001-FCU-1127-1 | Floor Unit (Storage Closet 1127) |  |  | 001-01127.00 |  | 1
McQuay
| W833601 |  | PM - Fan Coil/HV/AC Unit | 1 | Year | 2016-08-01
001-FCU-1129-1 | Floor Unit (1129) |  |  | 001-01129.00 |  | 1
McQuay
| W833601 |  | PM - Fan Coil/HV/AC Unit | 1 | Year | 2016-09-01
001-FCU-1129-2 | Floor Unit (1129) |  |  | 001-01129.00 |  | 1
McQuay
| W833601 |  | PM - Fan Coil/HV/AC Unit | 1 | Year | 2016-09-01
001-FCU-1129-3 | Floor Unit (1129) |  |  | 001-01129.00 |  | 1
McQuay
| W833601 |  | PM - Fan Coil/HV/AC Unit | 1 | Year | 2016-09-01
001-FCU-1133-1 | Floor Unit (1133) |  |  | 001-01133.00 |  | 1
McQuay
| W833601 |  | PM - Fan Coil/HV/AC Unit | 1 | Year | 2016-09-01
001-FCU-1133-2 | Floor Unit (1133) |  |  | 001-01133.00 |  | 1
McQuay
| W833601 |  | PM - Fan Coil/HV/AC Unit | 1 | Year | 2016-09-01
001-FCU-1133-3 | Floor Unit (1133) |  |  | 001-01133.00 |  | 1
McQuay
| W833601 |  | PM - Fan Coil/HV/AC Unit | 1 | Year | 2016-09-01
001-FCU-1134-1 | Floor Unit (1134) |  |  | 001-01134.00 |  | 1
McQuay
| W833601 |  | PM - Fan Coil/HV/AC Unit | 1 | Year | 2016-09-01
001-FCU-1134-2 | Floor Unit (1134) |  |  | 001-01134.00 |  | 1
McQuay
| W833601 |  | PM - Fan Coil/HV/AC Unit | 1 | Year | 2016-09-01
001-FCU-1137-1 | Floor Unit (1137) |  |  | 001-01137.00 |  | 1
McQuay
| W833601 |  | PM - Fan Coil/HV/AC Unit | 1 | Year | 2016-09-01
001-FCU-1137-2 | Floor Unit (1137) |  |  | 001-01137.00 |  | 1
McQuay
| W833601 |  | PM - Fan Coil/HV/AC Unit | 1 | Year | 2016-09-01
001-FCU-1137-3 | Floor Unit (1137) |  |  | 001-01137.00 |  | 1
McQuay
| W833601 |  | PM - Fan Coil/HV/AC Unit | 1 | Year | 2016-09-01
001-FCU-1141 | Ceiling Fan Unit (Storage Closet 1141, No Equipment) |  |  | 001-01141.00 |  | 1
001-FCU-1143-1 | Floor Unit (1143) |  |  | 001-01143.00 |  | 1
McQuay
| W833601 |  | PM - Fan Coil/HV/AC Unit | 1 | Year | 2016-09-01
001-FCU-1143-2 | Floor Unit (1143) |  |  | 001-01143.00 |  | 1
McQuay
| W833601 |  | PM - Fan Coil/HV/AC Unit | 1 | Year | 2016-09-01
001-FCU-1143-3 | Floor Unit (1143) |  |  | 001-01143.00 |  | 1
McQuay
| W833601 |  | PM - Fan Coil/HV/AC Unit | 1 | Year | 2016-09-01
001-FCU-1145-1 | Floor Unit (1145) |  |  | 001-01145.00 |  | 1
McQuay
| W833601 |  | PM - Fan Coil/HV/AC Unit | 1 | Year | 2016-09-01
001-FCU-1145-2 | Floor Unit (1145) |  |  | 001-01145.00 |  | 1
McQuay
| W833601 |  | PM - Fan Coil/HV/AC Unit | 1 | Year | 2016-09-01
001-FCU-1145-3 | Floor Unit (1145) |  |  | 001-01145.00 |  | 1
McQuay
| W833601 |  | PM - Fan Coil/HV/AC Unit | 1 | Year | 2016-09-01
001-FCU-1145-4 | Floor Unit (1145) |  |  | 001-01145.00 |  | 1
McQuay
| W833601 |  | PM - Fan Coil/HV/AC Unit | 1 | Year | 2016-09-01
001-FCU-1147-1 | Floor Unit (1147) |  |  | 001-01147.00 |  | 1
McQuay
| W833601 |  | PM - Fan Coil/HV/AC Unit | 1 | Year | 2016-09-01
001-FCU-1147-2 | Floor Unit (1147) |  |  | 001-01147.00 |  | 1
McQuay
| W833601 |  | PM - Fan Coil/HV/AC Unit | 1 | Year | 2016-09-01
001-FCU-1149 | Ceiling Fan Unit (Storage Closet 1149, No Equipment) |  |  | 001-01149.00 |  | 1
001-FCU-1151-1 | Floor Unit (1151) |  |  | 001-01151.00 |  | 1
McQuay
| W833601 |  | PM - Fan Coil/HV/AC Unit | 1 | Year | 2016-09-01
001-FCU-1151-2 | Floor Unit (1151) |  |  | 001-01151.00 |  | 1
McQuay
| W833601 |  | PM - Fan Coil/HV/AC Unit | 1 | Year | 2016-09-01
001-FCU-1151-3 | Floor Unit (1151) |  |  | 001-01151.00 |  | 1
McQuay
| W833601 |  | PM - Fan Coil/HV/AC Unit | 1 | Year | 2016-09-01
001-FCU-1154 | Floor Unit (1154) |  |  | 001-01154.00 |  | 1
McQuay
| W833601 |  | PM - Fan Coil/HV/AC Unit | 1 | Year | 2016-09-19
001-FCU-1162-1 | Floor Unit (1162) |  |  | 001-01162.00 |  | 1
McQuay
| W833601 |  | PM - Fan Coil/HV/AC Unit | 1 | Year | 2015-11-01
001-FCU-1162-2 | Floor Unit (1162) |  |  | 001-01162.00 |  | 1
McQuay
| W833601 |  | PM - Fan Coil/HV/AC Unit | 1 | Year | 2015-11-01
001-FCU-1162-3 | Floor Unit (1162) |  |  | 001-01162.00 |  | 1
McQuay
| W833601 |  | PM - Fan Coil/HV/AC Unit | 1 | Year | 2015-11-01
001-FCU-1163-1 | Floor Unit (1163) |  |  | 001-01163.00 |  | 1
McQuay
| W833601 |  | PM - Fan Coil/HV/AC Unit | 1 | Year | 2015-11-01
001-FCU-1163-2 | Floor Unit (1163) |  |  | 001-01163.00 |  | 1
McQuay
| W833601 |  | PM - Fan Coil/HV/AC Unit | 1 | Year | 2015-11-01
001-FCU-1163-3 | Floor Unit (1163) |  |  | 001-01163.00 |  | 1
McQuay
| W833601 |  | PM - Fan Coil/HV/AC Unit | 1 | Year | 2015-11-01
001-FCU-1165-1 | Floor Unit (1165) |  |  | 001-01165.00 |  | 1
McQuay
| W833601 |  | PM - Fan Coil/HV/AC Unit | 1 | Year | 2015-11-01
001-FCU-1165-2 | Floor Unit (1165) |  |  | 001-01165.00 |  | 1
McQuay
| W833601 |  | PM - Fan Coil/HV/AC Unit | 1 | Year | 2015-11-01
001-FCU-1168-1 | Floor Unit (1168) |  |  | 001-01168.00 |  | 1
McQuay
| W833601 |  | PM - Fan Coil/HV/AC Unit | 1 | Year | 2015-11-01
001-FCU-1168-2 | Floor Unit (1168) |  |  | 001-01168.00 |  | 1
McQuay
| W833601 |  | PM - Fan Coil/HV/AC Unit | 1 | Year | 2015-11-01
001-FCU-1168-3 | Floor Unit (1168) |  |  | 001-01168.00 |  | 1
McQuay
| W833601 |  | PM - Fan Coil/HV/AC Unit | 1 | Year | 2015-11-01
001-FCU-1168-4 | Floor Unit (1168) |  |  | 001-01168.00 |  | 1
McQuay
| W833601 |  | PM - Fan Coil/HV/AC Unit | 1 | Year | 2015-11-01
001-FCU-1171-1 | Floor Unit (1171) |  |  | 001-01171.00 |  | 1
McQuay
| W833601 |  | PM - Fan Coil/HV/AC Unit | 1 | Year | 2015-11-01
001-FCU-1171-2 | Floor Unit (1171) |  |  | 001-01171.00 |  | 1
McQuay
| W833601 |  | PM - Fan Coil/HV/AC Unit | 1 | Year | 2015-11-01
001-FCU-1172-1 | Floor Unit (1172) |  |  | 001-01172.00 |  | 1
McQuay
| W833601 |  | PM - Fan Coil/HV/AC Unit | 1 | Year | 2015-11-01
001-FCU-1172-2 | Floor Unit (1172) |  |  | 001-01172.00 |  | 1
McQuay
| W833601 |  | PM - Fan Coil/HV/AC Unit | 1 | Year | 2015-11-01
001-FCU-1172-3 | Floor Unit (1172) |  |  | 001-01172.00 |  | 1
McQuay
| W833601 |  | PM - Fan Coil/HV/AC Unit | 1 | Year | 2015-11-01
001-FCU-1201 | Ceiling Fan Unit (1201) |  |  | 001-01201.00 |  | 1
| W833601 |  | PM - Fan Coil/HV/AC Unit | 1 | Year | 2015-12-01
001-FCU-1202 | Floor Unit (1202) |  |  | 001-01202.00 |  | 1
McQuay
| W833601 |  | PM - Fan Coil/HV/AC Unit | 1 | Year | 2015-11-01
001-FCU-1204 | Floor Unit (1204) |  |  | 001-01204.00 |  | 1
McQuay
| W833601 |  | PM - Fan Coil/HV/AC Unit | 1 | Year | 2015-11-01
001-FCU-1208 | Floor Unit (1208) |  |  | 001-01208.00 |  | 1
McQuay
| W833601 |  | PM - Fan Coil/HV/AC Unit | 1 | Year | 2015-11-01
001-FCU-1209 | Ceiling Fan Unit (1209) |  |  | 001-01209.00 |  | 1
| W833601 |  | PM - Fan Coil/HV/AC Unit | 1 | Year | 2015-12-01
001-FCU-1217 | Ceiling Fan Unit (1217) |  |  | 001-01217.00 |  | 1
001-FCU-1217.1 | Floor Unit (1217.3) |  |  | 001-01217.00 |  | 1
McQuay
| W833601 |  | PM - Fan Coil/HV/AC Unit | 1 | Year | 2015-11-01
001-FCU-1217.2 | Floor Unit (1217.2) |  |  | 001-01217.00 |  | 1
McQuay
| W833601 |  | PM - Fan Coil/HV/AC Unit | 1 | Year | 2015-11-01
001-FCU-1220-1 | Floor Unit (1220) |  |  | 001-01220.00 |  | 1
McQuay
| W833601 |  | PM - Fan Coil/HV/AC Unit | 1 | Year | 2015-11-01
001-FCU-1220-2 | Floor Unit (1220) |  |  | 001-01220.00 |  | 1
McQuay
| W833601 |  | PM - Fan Coil/HV/AC Unit | 1 | Year | 2015-11-01
001-FCU-1220-3 | Floor Unit (1220.1) |  |  | 001-01220.00 |  | 1
McQuay
| W833601 |  | PM - Fan Coil/HV/AC Unit | 1 | Year | 2015-11-01
001-FCU-1220-4 | Floor Unit (1220.1) |  |  | 001-01220.00 |  | 1
McQuay
| W833601 |  | PM - Fan Coil/HV/AC Unit | 1 | Year | 2015-11-01
001-FCU-1224-1 | Floor Unit (Anthropology Library 1224) |  |  | 001-01224.00 |  | 1
McQuay
| W833601 |  | PM - Fan Coil/HV/AC Unit | 1 | Year | 2015-11-01
001-FCU-1224-2 | Floor Unit (Anthropology Library 1224) |  |  | 001-01224.00 |  | 1
McQuay
| W833601 |  | PM - Fan Coil/HV/AC Unit | 1 | Year | 2015-11-01
001-FCU-1305-1 | Floor Unit (1305) |  |  | 001-01305.00 |  | 1
McQuay
| W833601 |  | PM - Fan Coil/HV/AC Unit | 1 | Year | 2015-11-01
001-FCU-1305-2 | Floor Unit (1305) |  |  | 001-01305.00 |  | 1
McQuay
| W833601 |  | PM - Fan Coil/HV/AC Unit | 1 | Year | 2015-11-01
001-FCU-1307-1 | Floor Unit (1307) |  |  | 001-01307.00 |  | 1
McQuay
| W833601 |  | PM - Fan Coil/HV/AC Unit | 1 | Year | 2015-11-01
001-FCU-1307-2 | Floor Unit (1307) |  |  | 001-01307.00 |  | 1
McQuay
| W833601 |  | PM - Fan Coil/HV/AC Unit | 1 | Year | 2015-11-01
001-FCU-1316 | Ceiling Fan Unit (1316) |  |  | 001-01316.00 |  | 1
| W833601 |  | PM - Fan Coil/HV/AC Unit | 1 | Year | 2015-12-01
001-FCU-1318 | Ceiling Fan Unit (1318) |  |  | 001-01318.00 |  | 1
| W833601 |  | PM - Fan Coil/HV/AC Unit | 1 | Year | 2015-12-01
001-FCU-1319-1 | Floor Unit (1319) |  |  | 001-01319.00 |  | 1
McQuay
| W833601 |  | PM - Fan Coil/HV/AC Unit | 1 | Year | 2015-11-01
001-FCU-1319-2 | Floor Unit (1319) |  |  | 001-01319.00 |  | 1
McQuay
| W833601 |  | PM - Fan Coil/HV/AC Unit | 1 | Year | 2015-11-01
001-FCU-1319-3 | Floor Unit (1319) |  |  | 001-01319.00 |  | 1
McQuay
| W833601 |  | PM - Fan Coil/HV/AC Unit | 1 | Year | 2015-11-01
001-FCU-1319-4 | Floor Unit (1319) |  |  | 001-01319.00 |  | 1
McQuay
| W833601 |  | PM - Fan Coil/HV/AC Unit | 1 | Year | 2015-11-01
001-FCU-1320 | Ceiling Fan Unit (1320) |  |  | 001-01320.00 |  | 1
| W833601 |  | PM - Fan Coil/HV/AC Unit | 1 | Year | 2015-12-01
001-FCU-1321 | Ceiling Fan Unit (1321) |  |  | 001-01321.00 |  | 1
| W833601 |  | PM - Fan Coil/HV/AC Unit | 1 | Year | 2015-12-01
001-FCU-1321.1 | Ceiling Fan Unit (1321.1) |  |  | 001-01321.00 |  | 1
| W833601 |  | PM - Fan Coil/HV/AC Unit | 1 | Year | 2015-12-01
001-FCU-1321.2 | Floor Unit (1321.2) |  |  | 001-01321.00 |  | 1
McQuay
| W833601 |  | PM - Fan Coil/HV/AC Unit | 1 | Year | 2015-12-01
001-FCU-1321.3 | Floor Unit (1321.3) |  |  | 001-01321.00 |  | 1
McQuay
| W833601 |  | PM - Fan Coil/HV/AC Unit | 1 | Year | 2015-12-01
001-FCU-1321.4 | Floor Unit (1321.4) |  |  | 001-01321.00 |  | 1
McQuay
| W833601 |  | PM - Fan Coil/HV/AC Unit | 1 | Year | 2015-12-01
001-FCU-1321.5 | Floor Unit (1321.5) |  |  | 001-01321.00 |  | 1
McQuay
| W833601 |  | PM - Fan Coil/HV/AC Unit | 1 | Year | 2015-12-01
001-FCU-1321.6 | Floor Unit (1321.6) |  |  | 001-01321.00 |  | 1
McQuay
| W833601 |  | PM - Fan Coil/HV/AC Unit | 1 | Year | 2015-12-01
001-FCU-1321.7 | Floor Unit (1321.7) |  |  | 001-01321.00 |  | 1
McQuay
| W833601 |  | PM - Fan Coil/HV/AC Unit | 1 | Year | 2015-12-01
001-FCU-1321.8 | Floor Unit (1321.8) |  |  | 001-01321.00 |  | 1
McQuay
| W833601 |  | PM - Fan Coil/HV/AC Unit | 1 | Year | 2015-12-01
001-FCU-1324 | Floor Unit (1324) |  |  | 001-01324.00 |  | 1
McQuay
| W833601 |  | PM - Fan Coil/HV/AC Unit | 1 | Year | 2015-12-01
001-FCU-1328 | Floor Unit (1328) |  |  | 001-01328.00 |  | 1
McQuay
| W833601 |  | PM - Fan Coil/HV/AC Unit | 1 | Year | 2015-12-01
001-FCU-1332 | Floor Unit (1332) |  |  | 001-01332.00 |  | 1
McQuay
| W833601 |  | PM - Fan Coil/HV/AC Unit | 1 | Year | 2015-12-01
001-FCU-1336-1 | Floor Unit (1336) |  |  | 001-01336.00 |  | 1
McQuay
| W833601 |  | PM - Fan Coil/HV/AC Unit | 1 | Year | 2015-12-01
001-FCU-1336-2 | Floor Unit (1336) |  |  | 001-01336.00 |  | 1
McQuay
| W833601 |  | PM - Fan Coil/HV/AC Unit | 1 | Year | 2015-12-01
001-FCU-1343-1 | Floor Unit (1343) |  |  | 001-01343.00 |  | 1
McQuay
| W833601 |  | PM - Fan Coil/HV/AC Unit | 1 | Year | 2015-12-01
001-FCU-1343-2 | Floor Unit (1343) |  |  | 001-01343.00 |  | 1
McQuay
| W833601 |  | PM - Fan Coil/HV/AC Unit | 1 | Year | 2015-12-01
001-FCU-1343-3 | Floor Unit (1343) |  |  | 001-01343.00 |  | 1
McQuay
| W833601 |  | PM - Fan Coil/HV/AC Unit | 1 | Year | 2015-12-01
001-FCU-1343-4 | Floor Unit (1343) |  |  | 001-01343.00 |  | 1
McQuay
| W833601 |  | PM - Fan Coil/HV/AC Unit | 1 | Year | 2015-12-01
001-FCU-1343-5 | Floor Unit (1343) |  |  | 001-01343.00 |  | 1
McQuay
| W833601 |  | PM - Fan Coil/HV/AC Unit | 1 | Year | 2015-12-01
001-FCU-1345-1 | Floor Unit (1345) |  |  | 001-01345.00 |  | 1
McQuay
| W833601 |  | PM - Fan Coil/HV/AC Unit | 1 | Year | 2015-12-01
001-FCU-1345-2 | Floor Unit (1345) |  |  | 001-01345.00 |  | 1
McQuay
| W833601 |  | PM - Fan Coil/HV/AC Unit | 1 | Year | 2015-12-01
001-FCU-1345-3 | Floor Unit (1345) |  |  | 001-01345.00 |  | 1
McQuay
| W833601 |  | PM - Fan Coil/HV/AC Unit | 1 | Year | 2015-12-01
001-FCU-1345-4 | Floor Unit (1345) |  |  | 001-01345.00 |  | 1
McQuay
| W833601 |  | PM - Fan Coil/HV/AC Unit | 1 | Year | 2015-12-01
001-FCU-1345-5 | Floor Unit (1345) |  |  | 001-01345.00 |  | 1
McQuay
| W833601 |  | PM - Fan Coil/HV/AC Unit | 1 | Year | 2015-12-01
001-FCU-1353-1 | Floor Unit (1353) |  |  | 001-01353.00 |  | 1
McQuay
| W833601 |  | PM - Fan Coil/HV/AC Unit | 1 | Year | 2015-12-01
001-FCU-1353-2 | Floor Unit (1353) |  |  | 001-01353.00 |  | 1
McQuay
| W833601 |  | PM - Fan Coil/HV/AC Unit | 1 | Year | 2015-12-01
001-FCU-1354 | Floor Unit (1354) |  |  | 001-01354.00 |  | 1
McQuay
| W833601 |  | PM - Fan Coil/HV/AC Unit | 1 | Year | 2015-12-01
001-FCU-1355 | Ceiling Fan Unit (Storage Room 1355, No Equipment) |  |  | 001-01355.00 |  | 1
001-FCU-1357 | Ceiling Fan Unit (Storage Room 1357, No Equipment) |  |  | 001-01357.00 |  | 1
001-FCU-1359 | Floor Unit (1359) |  |  | 001-01359.00 |  | 1
McQuay
| W833601 |  | PM - Fan Coil/HV/AC Unit | 1 | Year | 2016-01-01
001-FCU-1366-1 | Floor Unit (1366) |  |  | 001-01366.00 |  | 1
McQuay
| W833601 |  | PM - Fan Coil/HV/AC Unit | 1 | Year | 2016-01-01
001-FCU-1366-2 | Floor Unit (1366) |  |  | 001-01366.00 |  | 1
McQuay
| W833601 |  | PM - Fan Coil/HV/AC Unit | 1 | Year | 2016-01-01
001-FCU-1366-3 | Floor Unit (1366) |  |  | 001-01366.00 |  | 1
McQuay
| W833601 |  | PM - Fan Coil/HV/AC Unit | 1 | Year | 2016-01-01
001-FCU-1367-1 | Floor Unit (1367) |  |  | 001-01367.00 |  | 1
McQuay
| W833601 |  | PM - Fan Coil/HV/AC Unit | 1 | Year | 2016-01-01
001-FCU-1367-2 | Floor Unit (1367) |  |  | 001-01367.00 |  | 1
McQuay
| W833601 |  | PM - Fan Coil/HV/AC Unit | 1 | Year | 2016-01-01
001-FCU-1367-3 | Floor Unit (1367) |  |  | 001-01367.00 |  | 1
McQuay
| W833601 |  | PM - Fan Coil/HV/AC Unit | 1 | Year | 2016-01-01
001-FCU-1373-1 | Floor Unit (1373) |  |  | 001-01373.00 |  | 1
McQuay
| W833601 |  | PM - Fan Coil/HV/AC Unit | 1 | Year | 2016-01-01
001-FCU-1373-2 | Floor Unit (1373) |  |  | 001-01373.00 |  | 1
McQuay
| W833601 |  | PM - Fan Coil/HV/AC Unit | 1 | Year | 2016-01-01
001-FCU-1373-3 | Floor Unit (1373) |  |  | 001-01373.00 |  | 1
McQuay
| W833601 |  | PM - Fan Coil/HV/AC Unit | 1 | Year | 2016-01-01
001-FCU-1405 | Ceiling Fan Unit (1405) |  |  | 001-01405.00 |  | 1
001-FCU-1407 | Ceiling Fan Unit (1407) |  |  | 001-01407.00 |  | 1
001-FCU-1409 | Ceiling Fan Unit (1409) |  |  | 001-01409.00 |  | 1
001-FCU-1410 | Ceiling Fan Unit (1410) |  |  | 001-01410.00 |  | 1
001-FCU-1411 | Ceiling Fan Unit (1411) |  |  | 001-01411.00 |  | 1
001-FCU-1412 | Ceiling Fan Unit (1412) |  |  | 001-01412.00 |  | 1
001-FCU-1415 | Ceiling Fan Unit (1415) |  |  | 001-01415.00 |  | 1
001-FCU-2101 | Ceiling Fan Unit (2101) |  |  | 001-02101.00 |  | 1
001-FCU-2102 | Ceiling Fan Unit (2102) |  |  | 001-02102.00 |  | 1
001-FCU-2103-1 | Floor Unit (2103) |  |  | 001-02103.00 |  | 1
McQuay
| W833601 |  | PM - Fan Coil/HV/AC Unit | 1 | Year | 2016-01-01
001-FCU-2103-2 | Floor Unit (2103) |  |  | 001-02103.00 |  | 1
McQuay
| W833601 |  | PM - Fan Coil/HV/AC Unit | 1 | Year | 2016-01-01
001-FCU-2103-3 | Floor Unit (2103) |  |  | 001-02103.00 |  | 1
McQuay
| W833601 |  | PM - Fan Coil/HV/AC Unit | 1 | Year | 2016-01-01
001-FCU-2103-4 | Floor Unit (2103) |  |  | 001-02103.00 |  | 1
McQuay
| W833601 |  | PM - Fan Coil/HV/AC Unit | 1 | Year | 2016-01-01
001-FCU-2103-5 | Floor Unit (2103) |  |  | 001-02103.00 |  | 1
McQuay
| W833601 |  | PM - Fan Coil/HV/AC Unit | 1 | Year | 2016-01-01
001-FCU-2103-6 | Floor Unit (2103) |  |  | 001-02103.00 |  | 1
McQuay
| W833601 |  | PM - Fan Coil/HV/AC Unit | 1 | Year | 2016-01-01
001-FCU-2106-1 | Floor Unit (2106) |  |  | 001-02106.00 |  | 1
McQuay
| W833601 |  | PM - Fan Coil/HV/AC Unit | 1 | Year | 2016-02-01
001-FCU-2106-2 | Floor Unit (2106) |  |  | 001-02106.00 |  | 1
McQuay
| W833601 |  | PM - Fan Coil/HV/AC Unit | 1 | Year | 2016-02-01
001-FCU-2106-3 | Floor Unit (2106) |  |  | 001-02106.00 |  | 1
McQuay
| W833601 |  | PM - Fan Coil/HV/AC Unit | 1 | Year | 2016-02-01
001-FCU-2106-4 | Floor Unit (2106) |  |  | 001-02106.00 |  | 1
McQuay
| W833601 |  | PM - Fan Coil/HV/AC Unit | 1 | Year | 2016-02-01
001-FCU-2106-5 | Floor Unit (2106) |  |  | 001-02106.00 |  | 1
McQuay
| W833601 |  | PM - Fan Coil/HV/AC Unit | 1 | Year | 2016-02-01
001-FCU-2106-6 | Floor Unit (2106) |  |  | 001-02106.00 |  | 1
McQuay
| W833601 |  | PM - Fan Coil/HV/AC Unit | 1 | Year | 2016-02-01
001-FCU-2106-7 | Floor Unit (2106) |  |  | 001-02106.00 |  | 1
McQuay
| W833601 |  | PM - Fan Coil/HV/AC Unit | 1 | Year | 2016-02-01
001-FCU-2106-8 | Floor Unit (2106) |  |  | 001-02106.00 |  | 1
McQuay
| W833601 |  | PM - Fan Coil/HV/AC Unit | 1 | Year | 2016-02-01
001-FCU-2111 | Ceiling Fan Unit (2111) |  |  | 001-02111.00 |  | 1
| W833601 |  | PM - Fan Coil/HV/AC Unit | 1 | Year | 2016-01-01
001-FCU-2114-1 | Floor Unit (2114) |  |  | 001-02114.00 |  | 1
McQuay
| W833601 |  | PM - Fan Coil/HV/AC Unit | 1 | Year | 2016-02-01
001-FCU-2114-2 | Floor Unit (2114) |  |  | 001-02114.00 |  | 1
McQuay
| W833601 |  | PM - Fan Coil/HV/AC Unit | 1 | Year | 2016-02-01
001-FCU-2114-3 | Floor Unit (2114) |  |  | 001-02114.00 |  | 1
McQuay
| W833601 |  | PM - Fan Coil/HV/AC Unit | 1 | Year | 2016-02-01
001-FCU-2117-1 | Floor Unit (2117) |  |  | 001-02117.00 |  | 1
McQuay
| W833601 |  | PM - Fan Coil/HV/AC Unit | 1 | Year | 2016-02-01
001-FCU-2117-2 | Floor Unit (2117) |  |  | 001-02117.00 |  | 1
McQuay
| W833601 |  | PM - Fan Coil/HV/AC Unit | 1 | Year | 2016-02-01
001-FCU-2117-3 | Floor Unit (2117) |  |  | 001-02117.00 |  | 1
McQuay
| W833601 |  | PM - Fan Coil/HV/AC Unit | 1 | Year | 2016-02-01
001-FCU-2120 | Ceiling Fan Unit (Electrical Closet 2120) |  |  | 001-02120.00 |  | 1
| W833601 |  | PM - Fan Coil/HV/AC Unit | 1 | Year | 2016-01-01
001-FCU-2125 | Ceiling Fan Unit (2125) |  |  | 001-02125.00 |  | 1
| W833601 |  | PM - Fan Coil/HV/AC Unit | 1 | Year | 2016-01-01
001-FCU-2132 | Ceiling Fan Unit (2132) |  |  | 001-02132.00 |  | 1
| W833601 |  | PM - Fan Coil/HV/AC Unit | 1 | Year | 2016-01-01
001-FCU-2133 | Ceiling Fan Unit (2133) |  |  | 001-02133.00 |  | 1
| W833601 |  | PM - Fan Coil/HV/AC Unit | 1 | Year | 2016-01-01
001-FCU-2134-1 | Floor Unit (2134) |  |  | 001-02134.00 |  | 1
McQuay
| W833601 |  | PM - Fan Coil/HV/AC Unit | 1 | Year | 2016-02-01
001-FCU-2134-2 | Floor Unit (2134) |  |  | 001-02134.00 |  | 1
McQuay
| W833601 |  | PM - Fan Coil/HV/AC Unit | 1 | Year | 2016-02-01
001-FCU-2134-3 | Floor Unit (2134) |  |  | 001-02134.00 |  | 1
McQuay
| W833601 |  | PM - Fan Coil/HV/AC Unit | 1 | Year | 2016-02-01
001-FCU-2135.1 | Floor Unit (2135.1) |  |  | 001-02135.00 |  | 1
McQuay
001-FCU-2135.2 | Floor Unit (2135.2) |  |  | 001-02135.00 |  | 1
McQuay
001-FCU-2135-1 | Floor Unit (2135) |  |  | 001-02135.00 |  | 1
McQuay
| W833601 |  | PM - Fan Coil/HV/AC Unit | 1 | Year | 2016-02-01
001-FCU-2135-2 | Floor Unit (2135) |  |  | 001-02135.00 |  | 1
McQuay
| W833601 |  | PM - Fan Coil/HV/AC Unit | 1 | Year | 2016-02-01
001-FCU-2137-1 | Floor Unit (2137) |  |  | 001-02137.00 |  | 1
McQuay
| W833601 |  | PM - Fan Coil/HV/AC Unit | 1 | Year | 2016-02-01
001-FCU-2137-2 | Floor Unit (2137) |  |  | 001-02137.00 |  | 1
McQuay
| W833601 |  | PM - Fan Coil/HV/AC Unit | 1 | Year | 2016-02-01
001-FCU-2139 | Ceiling Fan Unit (2139) |  |  | 001-02139.00 |  | 1
001-FCU-2147 | Ceiling Fan Unit (2147) |  |  | 001-02147.00 |  | 1
001-FCU-2147.10 | Floor Unit (2147.10) |  |  | 001-02147.00 |  | 1
McQuay
| W833601 |  | PM - Fan Coil/HV/AC Unit | 1 | Year | 2016-02-01
001-FCU-2147.11 | Floor Unit (2147.11) |  |  | 001-02147.00 |  | 1
McQuay
| W833601 |  | PM - Fan Coil/HV/AC Unit | 1 | Year | 2016-02-01
001-FCU-2147.12 | Floor Unit (2147.12) |  |  | 001-02147.00 |  | 1
McQuay
| W833601 |  | PM - Fan Coil/HV/AC Unit | 1 | Year | 2016-02-01
001-FCU-2147.13 | Floor Unit (2147.13) |  |  | 001-02147.00 |  | 1
McQuay
| W833601 |  | PM - Fan Coil/HV/AC Unit | 1 | Year | 2016-02-01
001-FCU-2147.3 | Floor Unit (2147.3) |  |  | 001-02147.00 |  | 1
McQuay
| W833601 |  | PM - Fan Coil/HV/AC Unit | 1 | Year | 2016-02-01
001-FCU-2147.4 | Floor Unit (2147.4) |  |  | 001-02147.00 |  | 1
McQuay
| W833601 |  | PM - Fan Coil/HV/AC Unit | 1 | Year | 2016-02-01
001-FCU-2147.5 | Floor Unit (2147.5) |  |  | 001-02147.00 |  | 1
McQuay
| W833601 |  | PM - Fan Coil/HV/AC Unit | 1 | Year | 2016-02-01
001-FCU-2147.6 | Floor Unit (2147.6) |  |  | 001-02147.00 |  | 1
McQuay
| W833601 |  | PM - Fan Coil/HV/AC Unit | 1 | Year | 2016-02-01
001-FCU-2147.7 | Floor Unit (2147.7) |  |  | 001-02147.00 |  | 1
McQuay
| W833601 |  | PM - Fan Coil/HV/AC Unit | 1 | Year | 2016-02-01
001-FCU-2147.8 | Floor Unit (2147.8) |  |  | 001-02147.00 |  | 1
McQuay
| W833601 |  | PM - Fan Coil/HV/AC Unit | 1 | Year | 2016-02-01
001-FCU-2147.9 | Floor Unit (2147.9) |  |  | 001-02147.00 |  | 1
McQuay
| W833601 |  | PM - Fan Coil/HV/AC Unit | 1 | Year | 2016-02-01
001-FCU-2152 | Floor Unit (2152) |  |  | 001-02152.00 |  | 1
McQuay
| W833601 |  | PM - Fan Coil/HV/AC Unit | 1 | Year | 2016-02-01
001-FCU-2153-1 | Floor Unit (2153) |  |  | 001-02153.00 |  | 1
McQuay
| W833601 |  | PM - Fan Coil/HV/AC Unit | 1 | Year | 2016-02-01
001-FCU-2153-2 | Floor Unit (2153) |  |  | 001-02153.00 |  | 1
McQuay
| W833601 |  | PM - Fan Coil/HV/AC Unit | 1 | Year | 2016-02-01
001-FCU-2155 | Ceiling Fan Unit (2155) |  |  | 001-02155.00 |  | 1
| W833601 |  | PM - Fan Coil/HV/AC Unit | 1 | Year | 2016-05-01
001-FCU-2155.10 | Floor Unit (2155.10) |  |  | 001-02155.00 |  | 1
McQuay
| W833601 |  | PM - Fan Coil/HV/AC Unit | 1 | Year | 2016-02-01
001-FCU-2155.11 | Floor Unit (2155.11) |  |  | 001-02155.00 |  | 1
McQuay
| W833601 |  | PM - Fan Coil/HV/AC Unit | 1 | Year | 2016-02-01
001-FCU-2155.12 | Floor Unit (2155.12) |  |  | 001-02155.00 |  | 1
McQuay
| W833601 |  | PM - Fan Coil/HV/AC Unit | 1 | Year | 2016-02-01
001-FCU-2155.14 | Floor Unit (2155.14) |  |  | 001-02155.00 |  | 1
McQuay
| W833601 |  | PM - Fan Coil/HV/AC Unit | 1 | Year | 2016-02-01
001-FCU-2155.15 | Floor Unit (2155.15) |  |  | 001-02155.00 |  | 1
McQuay
| W833601 |  | PM - Fan Coil/HV/AC Unit | 1 | Year | 2016-02-01
001-FCU-2155.16 | Ceiling Fan Unit (Storage Closet 2155.16, No Equipment) |  |  | 001-02155.16 |  | 1
001-FCU-2155.17 | Floor Unit (2155.17) |  |  | 001-02155.00 |  | 1
McQuay
| W833601 |  | PM - Fan Coil/HV/AC Unit | 1 | Year | 2016-02-01
001-FCU-2155.19 | Ceiling Fan Unit (2155.19, No Equipment) |  |  | 001-02155.19 |  | 1
001-FCU-2155.1A | Floor Unit (2155.1) |  |  | 001-02155.00 |  | 1
McQuay
| W833601 |  | PM - Fan Coil/HV/AC Unit | 1 | Year | 2016-02-01
001-FCU-2155.1B | Floor Unit (2155.1) |  |  | 001-02155.00 |  | 1
McQuay
001-FCU-2155.2 | Floor Unit (2155.2) |  |  | 001-02155.00 |  | 1
McQuay
| W833601 |  | PM - Fan Coil/HV/AC Unit | 1 | Year | 2016-02-01
001-FCU-2155.20 | Ceiling Fan Unit (2155.20, No Equipment) |  |  | 001-02155.20 |  | 1
001-FCU-2155.22 | Ceiling Fan Unit (2155.22, No Equipment) |  |  | 001-02155.22 |  | 1
001-FCU-2155.23 | Ceiling Fan Unit (2155.23, No Equipment) |  |  | 001-02155.23 |  | 1
001-FCU-2155.3 | Floor Unit (2155.3) |  |  | 001-02155.00 |  | 1
McQuay
| W833601 |  | PM - Fan Coil/HV/AC Unit | 1 | Year | 2016-03-01
001-FCU-2155.4 | Floor Unit (2155.4) |  |  | 001-02155.00 |  | 1
McQuay
| W833601 |  | PM - Fan Coil/HV/AC Unit | 1 | Year | 2016-03-01
001-FCU-2155.5A | Floor Unit (2155.5) |  |  | 001-02155.00 |  | 1
McQuay
| W833601 |  | PM - Fan Coil/HV/AC Unit | 1 | Year | 2016-03-01
001-FCU-2155.5B | Floor Unit (2155.5) |  |  | 001-02155.00 |  | 1
McQuay
| W833601 |  | PM - Fan Coil/HV/AC Unit | 1 | Year | 2016-03-01
001-FCU-2155.6 | Floor Unit (2155.6) |  |  | 001-02155.00 |  | 1
McQuay
| W833601 |  | PM - Fan Coil/HV/AC Unit | 1 | Year | 2016-03-01
001-FCU-2155.7 | Floor Unit (2155.7) |  |  | 001-02155.00 |  | 1
McQuay
| W833601 |  | PM - Fan Coil/HV/AC Unit | 1 | Year | 2016-03-01
001-FCU-2155.9A | Floor Unit (2155.9) |  |  | 001-02155.00 |  | 1
McQuay
| W833601 |  | PM - Fan Coil/HV/AC Unit | 1 | Year | 2016-03-01
001-FCU-2155.9B | Floor Unit (2155.9) |  |  | 001-02155.00 |  | 1
McQuay
| W833601 |  | PM - Fan Coil/HV/AC Unit | 1 | Year | 2016-03-01
001-FCU-215518A | Floor Unit (2155.18) |  |  | 001-02155.00 |  | 1
McQuay
| W833601 |  | PM - Fan Coil/HV/AC Unit | 1 | Year | 2016-03-01
001-FCU-215518B | Floor Unit (2155.18) |  |  | 001-02155.00 |  | 1
McQuay
| W833601 |  | PM - Fan Coil/HV/AC Unit | 1 | Year | 2016-03-01
001-FCU-2207-1 | Floor Unit (Dance Studio D 2207) |  |  | 001-02207.00 |  | 1
McQuay
| W833601 |  | PM - Fan Coil/HV/AC Unit | 1 | Year | 2016-03-01
001-FCU-2207-2 | Floor Unit (Dance Studio D 2207) |  |  | 001-02207.00 |  | 1
McQuay
| W833601 |  | PM - Fan Coil/HV/AC Unit | 1 | Year | 2016-03-01
001-FCU-2207-3 | Floor Unit (Dance Studio D 2207) |  |  | 001-02207.00 |  | 1
McQuay
| W833601 |  | PM - Fan Coil/HV/AC Unit | 1 | Year | 2016-03-01
001-FCU-2214-1 | Floor Unit (2214) |  |  | 001-02214.00 |  | 1
McQuay
| W833601 |  | PM - Fan Coil/HV/AC Unit | 1 | Year | 2016-03-01
001-FCU-2214-2 | Floor Unit (2214) |  |  | 001-02214.00 |  | 1
McQuay
| W833601 |  | PM - Fan Coil/HV/AC Unit | 1 | Year | 2016-03-01
001-FCU-2214-3 | Floor Unit (2214) |  |  | 001-02214.00 |  | 1
McQuay
| W833601 |  | PM - Fan Coil/HV/AC Unit | 1 | Year | 2016-03-01
001-FCU-2220-1 | Floor Unit (2220) |  |  | 001-02220.00 |  | 1
McQuay
| W833601 |  | PM - Fan Coil/HV/AC Unit | 1 | Year | 2016-03-01
001-FCU-2220-2 | Floor Unit (2220) |  |  | 001-02220.00 |  | 1
McQuay
| W833601 |  | PM - Fan Coil/HV/AC Unit | 1 | Year | 2016-03-01
001-FCU-2220-3 | Floor Unit (2220) |  |  | 001-02220.00 |  | 1
McQuay
| W833601 |  | PM - Fan Coil/HV/AC Unit | 1 | Year | 2016-03-01
001-FCU-2301 | Floor Unit (2301) |  |  | 001-02301.00 |  | 1
McQuay
| W833601 |  | PM - Fan Coil/HV/AC Unit | 1 | Year | 2016-03-01
001-FCU-2303 | Floor Unit (2303) |  |  | 001-02303.00 |  | 1
McQuay
| W833601 |  | PM - Fan Coil/HV/AC Unit | 1 | Year | 2016-03-01
001-FCU-2304 | Ceiling Fan Unit (2304) |  |  | 001-02304.00 |  | 1
| W833601 |  | PM - Fan Coil/HV/AC Unit | 1 | Year | 2016-01-01
001-FCU-2305 | Floor Unit (2305) |  |  | 001-02305.00 |  | 1
McQuay
| W833601 |  | PM - Fan Coil/HV/AC Unit | 1 | Year | 2016-03-01
001-FCU-2306 | Ceiling Fan Unit (2306) |  |  | 001-02306.00 |  | 1
| W833601 |  | PM - Fan Coil/HV/AC Unit | 1 | Year | 2016-01-01
001-FCU-2307 | Floor Unit (2307) |  |  | 001-02307.00 |  | 1
McQuay
| W833601 |  | PM - Fan Coil/HV/AC Unit | 1 | Year | 2016-03-01
001-FCU-2308 | Ceiling Fan Unit (2308) |  |  | 001-02308.00 |  | 1
| W833601 |  | PM - Fan Coil/HV/AC Unit | 1 | Year | 2016-01-01
001-FCU-2309 | Floor Unit (2309) |  |  | 001-02309.00 |  | 1
McQuay
| W833601 |  | PM - Fan Coil/HV/AC Unit | 1 | Year | 2016-03-01
001-FCU-2310 | Ceiling Fan Unit (2310) |  |  | 001-02310.00 |  | 1
| W833601 |  | PM - Fan Coil/HV/AC Unit | 1 | Year | 2016-01-01
001-FCU-2311 | Floor Unit (2311) |  |  | 001-02311.00 |  | 1
McQuay
| W833601 |  | PM - Fan Coil/HV/AC Unit | 1 | Year | 2016-03-01
001-FCU-2313 | Floor Unit (2313) |  |  | 001-02313.00 |  | 1
McQuay
| W833601 |  | PM - Fan Coil/HV/AC Unit | 1 | Year | 2016-03-01
001-FCU-2314 | Ceiling Fan Unit (Faculty Lounge 2314) |  |  | 001-02314.00 |  | 1
| W833601 |  | PM - Fan Coil/HV/AC Unit | 1 | Year | 2016-01-01
001-FCU-2315 | Floor Unit (2315) |  |  | 001-02315.00 |  | 1
McQuay
| W833601 |  | PM - Fan Coil/HV/AC Unit | 1 | Year | 2016-03-01
001-FCU-2317 | Floor Unit (2317) |  |  | 001-02317.00 |  | 1
McQuay
| W833601 |  | PM - Fan Coil/HV/AC Unit | 1 | Year | 2016-03-01
001-FCU-2318 | Ceiling Fan Unit (2318) |  |  | 001-02318.00 |  | 1
| W833601 |  | PM - Fan Coil/HV/AC Unit | 1 | Year | 2016-01-01
001-FCU-2319 | Floor Unit (2319) |  |  | 001-02319.00 |  | 1
McQuay
| W833601 |  | PM - Fan Coil/HV/AC Unit | 1 | Year | 2016-03-01
001-FCU-2320 | Ceiling Fan Unit (2320) |  |  | 001-02320.00 |  | 1
| W833601 |  | PM - Fan Coil/HV/AC Unit | 1 | Year | 2016-01-01
001-FCU-2321 | Floor Unit (2321) |  |  | 001-02321.00 |  | 1
McQuay
| W833601 |  | PM - Fan Coil/HV/AC Unit | 1 | Year | 2016-03-01
001-FCU-2323 | Floor Unit (2323) |  |  | 001-02323.00 |  | 1
McQuay
| W833601 |  | PM - Fan Coil/HV/AC Unit | 1 | Year | 2016-04-01
001-FCU-2325 | Floor Unit (2325) |  |  | 001-02325.00 |  | 1
McQuay
| W833601 |  | PM - Fan Coil/HV/AC Unit | 1 | Year | 2016-04-01
001-FCU-2326 | Floor Unit (2326) |  |  | 001-02326.00 |  | 1
McQuay
| W833601 |  | PM - Fan Coil/HV/AC Unit | 1 | Year | 2016-04-01
001-FCU-2327 | Floor Unit (2327) |  |  | 001-02327.00 |  | 1
McQuay
| W833601 |  | PM - Fan Coil/HV/AC Unit | 1 | Year | 2016-04-01
001-FCU-2329 | Floor Unit (2329) |  |  | 001-02329.00 |  | 1
McQuay
| W833601 |  | PM - Fan Coil/HV/AC Unit | 1 | Year | 2016-04-01
001-FCU-2330 | Floor Unit (2330) |  |  | 001-02330.00 |  | 1
McQuay
| W833601 |  | PM - Fan Coil/HV/AC Unit | 1 | Year | 2016-04-01
001-FCU-2332 | Floor Unit (2332) |  |  | 001-02332.00 |  | 1
McQuay
| W833601 |  | PM - Fan Coil/HV/AC Unit | 1 | Year | 2016-04-01
001-FCU-2334-1 | Floor Unit (2334) |  |  | 001-02334.00 |  | 1
McQuay
| W833601 |  | PM - Fan Coil/HV/AC Unit | 1 | Year | 2016-04-01
001-FCU-2334-2 | Floor Unit (2334) |  |  | 001-02334.00 |  | 1
McQuay
| W833601 |  | PM - Fan Coil/HV/AC Unit | 1 | Year | 2016-04-01
001-FCU-2336 | Ceiling Fan Unit (Electrical Closet 2336) |  |  | 001-02336.00 |  | 1
001-FCU-2337 | Ceiling Fan Unit (2337) |  |  | 001-02337.00 |  | 1
| W833601 |  | PM - Fan Coil/HV/AC Unit | 1 | Year | 2016-01-01
001-FCU-2338 | Ceiling Fan Unit (2338) |  |  | 001-02338.00 |  | 1
| W833601 |  | PM - Fan Coil/HV/AC Unit | 1 | Year | 2016-01-01
001-FCU-2339-1 | Floor Unit (2339) |  |  | 001-02339.00 |  | 1
McQuay
| W833601 |  | PM - Fan Coil/HV/AC Unit | 1 | Year | 2016-04-01
001-FCU-2339-2 | Floor Unit (2339) |  |  | 001-02339.00 |  | 1
McQuay
| W833601 |  | PM - Fan Coil/HV/AC Unit | 1 | Year | 2016-04-01
001-FCU-2341 | Floor Unit (2341) |  |  | 001-02341.00 |  | 1
McQuay
| W833601 |  | PM - Fan Coil/HV/AC Unit | 1 | Year | 2016-04-01
001-FCU-2342 | Ceiling Fan Unit (2342) |  |  | 001-02342.00 |  | 1
| W833601 |  | PM - Fan Coil/HV/AC Unit | 1 | Year | 2016-01-01
001-FCU-2343-1 | Floor Unit (2343) |  |  | 001-02343.00 |  | 1
McQuay
| W833601 |  | PM - Fan Coil/HV/AC Unit | 1 | Year | 2016-04-01
001-FCU-2343-2 | Floor Unit (2343) |  |  | 001-02343.00 |  | 1
McQuay
| W833601 |  | PM - Fan Coil/HV/AC Unit | 1 | Year | 2016-04-01
001-FCU-2344 | Ceiling Fan Unit (2344) |  |  | 001-02344.00 |  | 1
| W833601 |  | PM - Fan Coil/HV/AC Unit | 1 | Year | 2016-01-01
001-FCU-2345-1 | Floor Unit (2345) |  |  | 001-02345.00 |  | 1
McQuay
| W833601 |  | PM - Fan Coil/HV/AC Unit | 1 | Year | 2016-04-01
001-FCU-2345-2 | Floor Unit (2345) |  |  | 001-02345.00 |  | 1
McQuay
| W833601 |  | PM - Fan Coil/HV/AC Unit | 1 | Year | 2016-04-01
001-FCU-2346 | Ceiling Fan Unit (2346) |  |  | 001-02346.00 |  | 1
| W833601 |  | PM - Fan Coil/HV/AC Unit | 1 | Year | 2016-01-01
001-FCU-2347-1 | Floor Unit (2347) |  |  | 001-02347.00 |  | 1
McQuay
| W833601 |  | PM - Fan Coil/HV/AC Unit | 1 | Year | 2016-04-01
001-FCU-2347-2 | Floor Unit (2347) |  |  | 001-02347.00 |  | 1
McQuay
| W833601 |  | PM - Fan Coil/HV/AC Unit | 1 | Year | 2016-04-01
001-FCU-2348 | Ceiling Fan Unit (2348) |  |  | 001-02348.00 |  | 1
| W833601 |  | PM - Fan Coil/HV/AC Unit | 1 | Year | 2016-01-01
001-FCU-2349 | Ceiling Fan Unit (2349) |  |  | 001-02349.00 |  | 1
| W833601 |  | PM - Fan Coil/HV/AC Unit | 1 | Year | 2016-01-01
001-FCU-2353 | Ceiling Fan Unit (2353) |  |  | 001-02353.00 |  | 1
| W833601 |  | PM - Fan Coil/HV/AC Unit | 1 | Year | 2016-09-01
001-FCU-2354 | Floor Unit (2354) |  |  | 001-02354.00 |  | 1
McQuay
| W833601 |  | PM - Fan Coil/HV/AC Unit | 1 | Year | 2016-04-01
001-FCU-2356 | Floor Unit (2356) |  |  | 001-02356.00 |  | 1
McQuay
| W833601 |  | PM - Fan Coil/HV/AC Unit | 1 | Year | 2016-04-01
001-FCU-2357 | Ceiling Fan Unit (2357) |  |  | 001-02357.00 |  | 1
| W833601 |  | PM - Fan Coil/HV/AC Unit | 1 | Year | 2016-01-01
001-FCU-2359-1 | Floor Unit (2359) |  |  | 001-02359.00 |  | 1
McQuay
| W833601 |  | PM - Fan Coil/HV/AC Unit | 1 | Year | 2016-04-01
001-FCU-2359-2 | Floor Unit (2359) |  |  | 001-02359.00 |  | 1
McQuay
| W833601 |  | PM - Fan Coil/HV/AC Unit | 1 | Year | 2016-04-01
001-FCU-2360 | Floor Unit (2360) |  |  | 001-02360.00 |  | 1
McQuay
| W833601 |  | PM - Fan Coil/HV/AC Unit | 1 | Year | 2016-04-01
001-FCU-2361 | Ceiling Fan Unit (2361) |  |  | 001-02361.00 |  | 1
| W833601 |  | PM - Fan Coil/HV/AC Unit | 1 | Year | 2016-01-01
001-FCU-2362 | Floor Unit (2362) |  |  | 001-02362.00 |  | 1
McQuay
| W833601 |  | PM - Fan Coil/HV/AC Unit | 1 | Year | 2016-04-01
001-FCU-2365-1 | Floor Unit (2365) |  |  | 001-02365.00 |  | 1
McQuay
| W833601 |  | PM - Fan Coil/HV/AC Unit | 1 | Year | 2016-04-01
001-FCU-2365-2 | Floor Unit (2365) |  |  | 001-02365.00 |  | 1
McQuay
| W833601 |  | PM - Fan Coil/HV/AC Unit | 1 | Year | 2016-04-01
001-FCU-2366 | Floor Unit (2366) |  |  | 001-02366.00 |  | 1
McQuay
| W833601 |  | PM - Fan Coil/HV/AC Unit | 1 | Year | 2016-04-01
001-FCU-2369 | Ceiling Fan Unit (2369) |  |  | 001-02369.00 |  | 1
| W833601 |  | PM - Fan Coil/HV/AC Unit | 1 | Year | 2016-01-01
001-FCU-2371 | Ceiling Fan Unit (2371) |  |  | 001-02371.00 |  | 1
| W833601 |  | PM - Fan Coil/HV/AC Unit | 1 | Year | 2016-01-01
001-FCU-2372 | Floor Unit (2372) |  |  | 001-02372.00 |  | 1
McQuay
| W833601 |  | PM - Fan Coil/HV/AC Unit | 1 | Year | 2016-04-01
001-FCU-2374-1 | Floor Unit (2374) |  |  | 001-02374.00 |  | 1
McQuay
| W833601 |  | PM - Fan Coil/HV/AC Unit | 1 | Year | 2016-02-01
001-FCU-2374-2 | Floor Unit (2374) |  |  | 001-02374.00 |  | 1
McQuay
| W833601 |  | PM - Fan Coil/HV/AC Unit | 1 | Year | 2016-02-01
001-FCU-2374-3 | Floor Unit (2374) |  |  | 001-02374.00 |  | 1
McQuay
| W833601 |  | PM - Fan Coil/HV/AC Unit | 1 | Year | 2016-02-01
001-FCU-2374-4 | Floor Unit (2374) |  |  | 001-02374.00 |  | 1
McQuay
| W833601 |  | PM - Fan Coil/HV/AC Unit | 1 | Year | 2016-02-01
001-FCU-2380-1 | Floor Unit (2380) |  |  | 001-02380.00 |  | 1
McQuay
| W833601 |  | PM - Fan Coil/HV/AC Unit | 1 | Year | 2016-02-01
001-FCU-2380-2 | Floor Unit (2380) |  |  | 001-02380.00 |  | 1
McQuay
| W833601 |  | PM - Fan Coil/HV/AC Unit | 1 | Year | 2016-02-01
001-FCU-2380-3 | Floor Unit (2380) |  |  | 001-02380.00 |  | 1
McQuay
| W833601 |  | PM - Fan Coil/HV/AC Unit | 1 | Year | 2016-02-01
001-FCU-2383-1 | Floor Unit (2383) |  |  | 001-02383.00 |  | 1
McQuay
| W833601 |  | PM - Fan Coil/HV/AC Unit | 1 | Year | 2016-02-01
001-FCU-2383-2 | Floor Unit (2383) |  |  | 001-02383.00 |  | 1
McQuay
| W833601 |  | PM - Fan Coil/HV/AC Unit | 1 | Year | 2016-02-01
001-FCU-2388 | Floor Unit (2388) |  |  | 001-02388.00 |  | 1
McQuay
| W833601 |  | PM - Fan Coil/HV/AC Unit | 1 | Year | 2016-02-01
001-FCU-2390 | Floor Unit (2390) |  |  | 001-02390.00 |  | 1
McQuay
| W833601 |  | PM - Fan Coil/HV/AC Unit | 1 | Year | 2016-02-01
001-FCU-2402 | Ceiling Fan Unit (2402) |  |  | 001-02402.00 |  | 1
001-FCU-2405 | Ceiling Fan Unit (2405) |  |  | 001-02405.00 |  | 1
001-FCU-2409 | Ceiling Fan Unit (2409) |  |  | 001-02409.00 |  | 1
001-FCU-2411 | Ceiling Fan Unit (2411) |  |  | 001-02411.00 |  | 1
001-FCU-2412 | Ceiling Fan Unit (2412) |  |  | 001-02412.00 |  | 1
001-FCU-2413 | Ceiling Fan Unit (2413) |  |  | 001-02413.00 |  | 1
001-FCU-2414 | Ceiling Fan Unit (2414) |  |  | 001-02414.00 |  | 1
001-FCU-3101 | Floor Unit (3101) |  |  | 001-03101.00 |  | 1
McQuay
| W833601 |  | PM - Fan Coil/HV/AC Unit | 1 | Year | 2016-05-01
001-FCU-3102 | Floor Unit (3102) |  |  | 001-03102.00 |  | 1
McQuay
| W833601 |  | PM - Fan Coil/HV/AC Unit | 1 | Year | 2016-05-01
001-FCU-3103-1 | Floor Unit (3103) |  |  | 001-03103.00 |  | 1
McQuay
| W833601 |  | PM - Fan Coil/HV/AC Unit | 1 | Year | 2016-05-01
001-FCU-3103-2 | Floor Unit (3103) |  |  | 001-03103.00 |  | 1
McQuay
| W833601 |  | PM - Fan Coil/HV/AC Unit | 1 | Year | 2016-05-01
001-FCU-3103-3 | Floor Unit (3103) |  |  | 001-03103.00 |  | 1
McQuay
| W833601 |  | PM - Fan Coil/HV/AC Unit | 1 | Year | 2016-05-01
001-FCU-3103-4 | Floor Unit (3103) |  |  | 001-03103.00 |  | 1
McQuay
| W833601 |  | PM - Fan Coil/HV/AC Unit | 1 | Year | 2016-05-01
001-FCU-3103-5 | Floor Unit (3103) |  |  | 001-03103.00 |  | 1
McQuay
| W833601 |  | PM - Fan Coil/HV/AC Unit | 1 | Year | 2016-05-01
001-FCU-3103-6 | Floor Unit (3103) |  |  | 001-03103.00 |  | 1
McQuay
| W833601 |  | PM - Fan Coil/HV/AC Unit | 1 | Year | 2016-05-01
001-FCU-3103-7 | Floor Unit (3103) |  |  | 001-03103.00 |  | 1
McQuay
| W833601 |  | PM - Fan Coil/HV/AC Unit | 1 | Year | 2016-05-01
001-FCU-3103-8 | Floor Unit (3103) |  |  | 001-03103.00 |  | 1
McQuay
| W833601 |  | PM - Fan Coil/HV/AC Unit | 1 | Year | 2016-05-01
001-FCU-3106-1 | Floor Unit (3106) |  |  | 001-03106.00 |  | 1
McQuay
| W833601 |  | PM - Fan Coil/HV/AC Unit | 1 | Year | 2016-05-01
001-FCU-3106-2 | Floor Unit (3106) |  |  | 001-03106.00 |  | 1
McQuay
| W833601 |  | PM - Fan Coil/HV/AC Unit | 1 | Year | 2016-05-01
001-FCU-3106-3 | Floor Unit (3106) |  |  | 001-03106.00 |  | 1
McQuay
| W833601 |  | PM - Fan Coil/HV/AC Unit | 1 | Year | 2016-05-01
001-FCU-3106-4 | Floor Unit (3106) |  |  | 001-03106.00 |  | 1
McQuay
| W833601 |  | PM - Fan Coil/HV/AC Unit | 1 | Year | 2016-05-01
001-FCU-3106-5 | Floor Unit (3106) |  |  | 001-03106.00 |  | 1
McQuay
| W833601 |  | PM - Fan Coil/HV/AC Unit | 1 | Year | 2016-05-01
001-FCU-3106-6 | Floor Unit (3106) |  |  | 001-03106.00 |  | 1
McQuay
| W833601 |  | PM - Fan Coil/HV/AC Unit | 1 | Year | 2016-05-01
001-FCU-3106-7 | Floor Unit (3106) |  |  | 001-03106.00 |  | 1
McQuay
| W833601 |  | PM - Fan Coil/HV/AC Unit | 1 | Year | 2016-05-01
001-FCU-3106-8 | Floor Unit (3106) |  |  | 001-03106.00 |  | 1
McQuay
| W833601 |  | PM - Fan Coil/HV/AC Unit | 1 | Year | 2016-05-01
001-FCU-3107-1 | Floor Unit (3107) |  |  | 001-03107.00 |  | 1
McQuay
| W833601 |  | PM - Fan Coil/HV/AC Unit | 1 | Year | 2016-05-01
001-FCU-3107-2 | Floor Unit (3107) |  |  | 001-03107.00 |  | 1
McQuay
| W833601 |  | PM - Fan Coil/HV/AC Unit | 1 | Year | 2016-05-01
001-FCU-3107-3 | Floor Unit (3107) |  |  | 001-03107.00 |  | 1
McQuay
| W833601 |  | PM - Fan Coil/HV/AC Unit | 1 | Year | 2016-05-01
001-FCU-3107-4 | Floor Unit (3107) |  |  | 001-03107.00 |  | 1
McQuay
| W833601 |  | PM - Fan Coil/HV/AC Unit | 1 | Year | 2016-05-01
001-FCU-3107-5 | Floor Unit (3107) |  |  | 001-03107.00 |  | 1
McQuay
| W833601 |  | PM - Fan Coil/HV/AC Unit | 1 | Year | 2016-05-01
001-FCU-3108.1 | Ceiling Fan Unit (3108.1) |  |  | 001-03108.10 |  | 1
| W833601 |  | PM - Fan Coil/HV/AC Unit | 1 | Year | 2016-03-01
001-FCU-3108.2 | Floor Unit (3108.2) |  |  | 001-03108.00 |  | 1
McQuay
| W833601 |  | PM - Fan Coil/HV/AC Unit | 1 | Year | 2016-05-01
001-FCU-3108.3 | Floor Unit (3108.3) |  |  | 001-03108.00 |  | 1
McQuay
| W833601 |  | PM - Fan Coil/HV/AC Unit | 1 | Year | 2016-05-01
001-FCU-3109 | Ceiling Fan Unit (Storage Closet 3109, No Equipment) |  |  | 001-03109.00 |  | 1
001-FCU-3114-1 | Floor Unit (3114) |  |  | 001-03114.00 |  | 1
McQuay
| W833601 |  | PM - Fan Coil/HV/AC Unit | 1 | Year | 2016-05-01
001-FCU-3114-2 | Floor Unit (3114) |  |  | 001-03114.00 |  | 1
McQuay
| W833601 |  | PM - Fan Coil/HV/AC Unit | 1 | Year | 2016-05-01
001-FCU-3114-3 | Floor Unit (3114) |  |  | 001-03114.00 |  | 1
McQuay
| W833601 |  | PM - Fan Coil/HV/AC Unit | 1 | Year | 2016-05-01
001-FCU-3114-4 | Floor Unit (3114) |  |  | 001-03114.00 |  | 1
McQuay
| W833601 |  | PM - Fan Coil/HV/AC Unit | 1 | Year | 2016-05-01
001-FCU-3117-1 | Floor Unit (Computer Lab 3117) |  |  | 001-03117.00 |  | 1
McQuay
| W833601 |  | PM - Fan Coil/HV/AC Unit | 1 | Year | 2016-05-01
001-FCU-3117-10 | Floor Unit (Computer Lab 3117) |  |  | 001-03117.00 |  | 1
McQuay
| W833601 |  | PM - Fan Coil/HV/AC Unit | 1 | Year | 2016-05-01
001-FCU-3117-2 | Floor Unit (Computer Lab 3117) |  |  | 001-03117.00 |  | 1
McQuay
| W833601 |  | PM - Fan Coil/HV/AC Unit | 1 | Year | 2016-05-01
001-FCU-3117-3 | Floor Unit (Computer Lab 3117) |  |  | 001-03117.00 |  | 1
McQuay
| W833601 |  | PM - Fan Coil/HV/AC Unit | 1 | Year | 2016-05-01
001-FCU-3117-4 | Floor Unit (Computer Lab 3117) |  |  | 001-03117.00 |  | 1
McQuay
| W833601 |  | PM - Fan Coil/HV/AC Unit | 1 | Year | 2016-05-01
001-FCU-3117-5 | Floor Unit (Computer Lab 3117) |  |  | 001-03117.00 |  | 1
McQuay
| W833601 |  | PM - Fan Coil/HV/AC Unit | 1 | Year | 2016-05-01
001-FCU-3117-6 | Floor Unit (Computer Lab 3117) |  |  | 001-03117.00 |  | 1
McQuay
| W833601 |  | PM - Fan Coil/HV/AC Unit | 1 | Year | 2016-05-01
001-FCU-3117-7 | Floor Unit (Computer Lab 3117) |  |  | 001-03117.00 |  | 1
McQuay
| W833601 |  | PM - Fan Coil/HV/AC Unit | 1 | Year | 2016-05-01
001-FCU-3117-8 | Floor Unit (Computer Lab 3117) |  |  | 001-03117.00 |  | 1
McQuay
| W833601 |  | PM - Fan Coil/HV/AC Unit | 1 | Year | 2016-05-01
001-FCU-3117-9 | Floor Unit (Computer Lab 3117) |  |  | 001-03117.00 |  | 1
McQuay
| W833601 |  | PM - Fan Coil/HV/AC Unit | 1 | Year | 2016-05-01
001-FCU-3118 | Ceiling Fan Unit (3118) |  |  | 001-03118.00 |  | 1
| W833601 |  | PM - Fan Coil/HV/AC Unit | 1 | Year | 2016-03-01
001-FCU-3120 | Ceiling Fan Unit (Electrical Closet 3120) |  |  | 001-03120.00 |  | 1
001-FCU-3121 | Floor Unit (3121) |  |  | 001-03121.00 |  | 1
McQuay
| W833601 |  | PM - Fan Coil/HV/AC Unit | 1 | Year | 2016-06-01
001-FCU-3125 | Ceiling Fan Unit (3125) |  |  | 001-03125.00 |  | 1
| W833601 |  | PM - Fan Coil/HV/AC Unit | 1 | Year | 2016-06-01
001-FCU-3125.1 | Ceiling Fan Unit (3125.1) |  |  | 001-03125.00 |  | 1
| W833601 |  | PM - Fan Coil/HV/AC Unit | 1 | Year | 2016-06-01
001-FCU-3125.2 | Ceiling Fan Unit (3125.2) |  |  | 001-03125.00 |  | 1
| W833601 |  | PM - Fan Coil/HV/AC Unit | 1 | Year | 2016-06-01
001-FCU-3125.3 | Ceiling Fan Unit (3125.3) |  |  | 001-03125.00 |  | 1
| W833601 |  | PM - Fan Coil/HV/AC Unit | 1 | Year | 2016-06-01
001-FCU-3129 | Floor Unit (3129) |  |  | 001-03129.00 |  | 1
McQuay
| W833601 |  | PM - Fan Coil/HV/AC Unit | 1 | Year | 2016-06-01
001-FCU-3132 | Ceiling Fan Unit (3132) |  |  | 001-03132.00 |  | 1
| W833601 |  | PM - Fan Coil/HV/AC Unit | 1 | Year | 2016-03-01
001-FCU-3133-1 | Floor Unit (3133) |  |  | 001-03133.00 |  | 1
McQuay
| W833601 |  | PM - Fan Coil/HV/AC Unit | 1 | Year | 2016-06-01
001-FCU-3133-2 | Floor Unit (3133) |  |  | 001-03133.00 |  | 1
McQuay
| W833601 |  | PM - Fan Coil/HV/AC Unit | 1 | Year | 2016-06-01
001-FCU-3133-3 | Floor Unit (3133) |  |  | 001-03133.00 |  | 1
McQuay
| W833601 |  | PM - Fan Coil/HV/AC Unit | 1 | Year | 2016-06-01
001-FCU-3133-4 | Floor Unit (3133) |  |  | 001-03133.00 |  | 1
McQuay
| W833601 |  | PM - Fan Coil/HV/AC Unit | 1 | Year | 2016-06-01
001-FCU-3133-5 | Floor Unit (3133) |  |  | 001-03133.00 |  | 1
McQuay
| W833601 |  | PM - Fan Coil/HV/AC Unit | 1 | Year | 2016-06-01
001-FCU-3134-1 | Floor Unit (3134) |  |  | 001-03134.00 |  | 1
McQuay
| W833601 |  | PM - Fan Coil/HV/AC Unit | 1 | Year | 2016-06-01
001-FCU-3134-2 | Floor Unit (3134) |  |  | 001-03134.00 |  | 1
McQuay
| W833601 |  | PM - Fan Coil/HV/AC Unit | 1 | Year | 2016-06-01
001-FCU-3134-3 | Floor Unit (3134) |  |  | 001-03134.00 |  | 1
McQuay
| W833601 |  | PM - Fan Coil/HV/AC Unit | 1 | Year | 2016-06-01
001-FCU-3134-4 | Floor Unit (3134) |  |  | 001-03134.00 |  | 1
McQuay
| W833601 |  | PM - Fan Coil/HV/AC Unit | 1 | Year | 2016-06-01
001-FCU-3139 | Ceiling Fan Unit (3139) |  |  | 001-03139.00 |  | 1
001-FCU-3141.1 | Ceiling Fan Unit (3141.1) |  |  | 001-03141.10 |  | 1
| W833601 |  | PM - Fan Coil/HV/AC Unit | 1 | Year | 2016-03-01
001-FCU-3141.5 | Floor Fan Unit (3141.5) |  |  | 001-03141.50 |  | 1
| W833601 |  | PM - Fan Coil/HV/AC Unit | 1 | Year | 2016-03-01
001-FCU-3141-1 | Floor Unit (Art Studio 3141) |  |  | 001-03141.00 |  | 1
McQuay
| W833601 |  | PM - Fan Coil/HV/AC Unit | 1 | Year | 2016-06-01
001-FCU-3141-10 | Floor Unit (Art Studio 3141) |  |  | 001-03141.00 |  | 1
McQuay
| W833601 |  | PM - Fan Coil/HV/AC Unit | 1 | Year | 2016-06-01
001-FCU-3141-11 | Floor Unit (Art Studio 3141) |  |  | 001-03141.00 |  | 1
McQuay
| W833601 |  | PM - Fan Coil/HV/AC Unit | 1 | Year | 2016-06-01
001-FCU-3141-12 | Floor Unit (Art Studio 3141) |  |  | 001-03141.00 |  | 1
McQuay
| W833601 |  | PM - Fan Coil/HV/AC Unit | 1 | Year | 2016-06-01
001-FCU-3141-13 | Floor Unit (Art Studio 3141.3) |  |  | 001-03141.00 |  | 1
McQuay
| W833601 |  | PM - Fan Coil/HV/AC Unit | 1 | Year | 2016-06-01
001-FCU-3141-14 | Floor Unit (Art Studio 3141.3) |  |  | 001-03141.00 |  | 1
McQuay
| W833601 |  | PM - Fan Coil/HV/AC Unit | 1 | Year | 2016-06-01
001-FCU-3141-15 | Floor Unit (Art Studio 3141.3) |  |  | 001-03141.00 |  | 1
McQuay
| W833601 |  | PM - Fan Coil/HV/AC Unit | 1 | Year | 2016-06-01
001-FCU-3141-16 | Floor Unit (Art Studio 3141.3) |  |  | 001-03141.00 |  | 1
McQuay
| W833601 |  | PM - Fan Coil/HV/AC Unit | 1 | Year | 2016-06-01
001-FCU-3141-17 | Floor Unit (Art Studio 3141.2) |  |  | 001-03141.00 |  | 1
McQuay
| W833601 |  | PM - Fan Coil/HV/AC Unit | 1 | Year | 2016-06-01
001-FCU-3141-18 | Floor Unit (Art Studio 3141.2) |  |  | 001-03141.00 |  | 1
McQuay
| W833601 |  | PM - Fan Coil/HV/AC Unit | 1 | Year | 2016-06-01
001-FCU-3141-19 | Floor Unit (Art Studio 3141.2) |  |  | 001-03141.00 |  | 1
McQuay
| W833601 |  | PM - Fan Coil/HV/AC Unit | 1 | Year | 2016-06-01
001-FCU-3141-2 | Floor Unit (Art Studio 3141) |  |  | 001-03141.00 |  | 1
McQuay
| W833601 |  | PM - Fan Coil/HV/AC Unit | 1 | Year | 2016-06-01
001-FCU-3141-20 | Floor Unit (Art Studio 3141.2) |  |  | 001-03141.00 |  | 1
McQuay
| W833601 |  | PM - Fan Coil/HV/AC Unit | 1 | Year | 2016-09-01
001-FCU-3141-3 | Floor Unit (Art Studio 3141) |  |  | 001-03141.00 |  | 1
McQuay
| W833601 |  | PM - Fan Coil/HV/AC Unit | 1 | Year | 2016-06-01
001-FCU-3141-4 | Floor Unit (Art Studio 3141) |  |  | 001-03141.00 |  | 1
McQuay
| W833601 |  | PM - Fan Coil/HV/AC Unit | 1 | Year | 2016-06-01
001-FCU-3141-5 | Floor Unit (Art Studio 3141) |  |  | 001-03141.00 |  | 1
McQuay
| W833601 |  | PM - Fan Coil/HV/AC Unit | 1 | Year | 2016-06-01
001-FCU-3141-6 | Floor Unit (Art Studio 3141) |  |  | 001-03141.00 |  | 1
McQuay
| W833601 |  | PM - Fan Coil/HV/AC Unit | 1 | Year | 2016-06-01
001-FCU-3141-7 | Floor Unit (Art Studio 3141) |  |  | 001-03141.00 |  | 1
McQuay
| W833601 |  | PM - Fan Coil/HV/AC Unit | 1 | Year | 2016-06-01
001-FCU-3141-8 | Floor Unit (Art Studio 3141) |  |  | 001-03141.00 |  | 1
McQuay
| W833601 |  | PM - Fan Coil/HV/AC Unit | 1 | Year | 2016-06-01
001-FCU-3141-9 | Floor Unit (Art Studio 3141) |  |  | 001-03141.00 |  | 1
McQuay
| W833601 |  | PM - Fan Coil/HV/AC Unit | 1 | Year | 2016-06-01
001-FCU-3201 | Ceiling Fan Unit (3201) |  |  | 001-03201.00 |  | 1
| W833601 |  | PM - Fan Coil/HV/AC Unit | 1 | Year | 2016-03-01
001-FCU-3202 | Floor Unit (3202) |  |  | 001-03202.00 |  | 1
McQuay
| W833601 |  | PM - Fan Coil/HV/AC Unit | 1 | Year | 2016-06-01
001-FCU-3203 | Floor Unit (3203) |  |  | 001-03203.00 |  | 1
McQuay
| W833601 |  | PM - Fan Coil/HV/AC Unit | 1 | Year | 2016-06-01
001-FCU-3204 | Floor Unit (3204) |  |  | 001-03204.00 |  | 1
McQuay
| W833601 |  | PM - Fan Coil/HV/AC Unit | 1 | Year | 2016-06-01
001-FCU-3207.2 | Floor Unit (3207.2) |  |  | 001-03207.00 |  | 1
McQuay
| W833601 |  | PM - Fan Coil/HV/AC Unit | 1 | Year | 2016-06-01
001-FCU-3207.3 | Floor Unit (3207.3) |  |  | 001-03207.00 |  | 1
McQuay
| W833601 |  | PM - Fan Coil/HV/AC Unit | 1 | Year | 2016-06-01
001-FCU-3207-1 | Floor Unit (3207) |  |  | 001-03207.00 |  | 1
McQuay
| W833601 |  | PM - Fan Coil/HV/AC Unit | 1 | Year | 2016-06-01
001-FCU-3210-1 | Floor Unit (3210) |  |  | 001-03210.00 |  | 1
McQuay
| W833601 |  | PM - Fan Coil/HV/AC Unit | 1 | Year | 2016-07-01
001-FCU-3210-2 | Floor Unit (3210) |  |  | 001-03210.00 |  | 1
McQuay
| W833601 |  | PM - Fan Coil/HV/AC Unit | 1 | Year | 2016-07-01
001-FCU-3213 | Ceiling Fan Unit (3213) |  |  | 001-03213.00 |  | 1
| W833601 |  | PM - Fan Coil/HV/AC Unit | 1 | Year | 2016-03-01
001-FCU-3214 | Floor Unit (3214) |  |  | 001-03214.00 |  | 1
McQuay
| W833601 |  | PM - Fan Coil/HV/AC Unit | 1 | Year | 2016-07-01
001-FCU-3216 | Floor Unit (3216) |  |  | 001-03216.00 |  | 1
McQuay
| W833601 |  | PM - Fan Coil/HV/AC Unit | 1 | Year | 2016-07-01
001-FCU-3225 | Ceiling Fan Unit (3225) |  |  | 001-03225.00 |  | 1
| W833601 |  | PM - Fan Coil/HV/AC Unit | 1 | Year | 2016-07-01
001-FCU-3225.1 | Floor Unit (Theater Dept. 3225.1) |  |  | 001-03225.00 |  | 1
McQuay
| W833601 |  | PM - Fan Coil/HV/AC Unit | 1 | Year | 2016-07-01
001-FCU-3225.11 | Floor Unit (Theater Dept. 3225.11) |  |  | 001-03225.00 |  | 1
McQuay
| W833601 |  | PM - Fan Coil/HV/AC Unit | 1 | Year | 2016-07-01
001-FCU-3225.12 | Floor Unit (Theater Dept. 3225.12) |  |  | 001-03225.00 |  | 1
McQuay
| W833601 |  | PM - Fan Coil/HV/AC Unit | 1 | Year | 2016-07-01
001-FCU-3225.2 | Floor Unit (Theater Dept. 3225.2) |  |  | 001-03225.00 |  | 1
McQuay
| W833601 |  | PM - Fan Coil/HV/AC Unit | 1 | Year | 2016-07-01
001-FCU-3225.3 | Floor Unit (Theater Dept. 3225.3) |  |  | 001-03225.00 |  | 1
McQuay
| W833601 |  | PM - Fan Coil/HV/AC Unit | 1 | Year | 2016-07-01
001-FCU-3225.4 | Floor Unit (Theater Dept. 3225.4) |  |  | 001-03225.00 |  | 1
McQuay
| W833601 |  | PM - Fan Coil/HV/AC Unit | 1 | Year | 2016-07-01
001-FCU-3225.5 | Floor Unit (Theater Dept. 3225.5) |  |  | 001-03225.00 |  | 1
McQuay
| W833601 |  | PM - Fan Coil/HV/AC Unit | 1 | Year | 2016-07-01
001-FCU-3225.6 | Floor Unit (Theater Dept. 3225.6) |  |  | 001-03225.00 |  | 1
McQuay
| W833601 |  | PM - Fan Coil/HV/AC Unit | 1 | Year | 2016-07-01
001-FCU-3225.7 | Floor Unit (Theater Dept. 3225.7) |  |  | 001-03225.00 |  | 1
McQuay
| W833601 |  | PM - Fan Coil/HV/AC Unit | 1 | Year | 2016-07-01
001-FCU-3225.8 | Floor Unit (Theater Dept. 3225.8) |  |  | 001-03225.00 |  | 1
McQuay
| W833601 |  | PM - Fan Coil/HV/AC Unit | 1 | Year | 2016-07-01
001-FCU-3226.1 | Floor Unit (Dance Dept. 3226.1) |  |  | 001-03226.00 |  | 1
McQuay
| W833601 |  | PM - Fan Coil/HV/AC Unit | 1 | Year | 2016-07-01
001-FCU-3226.2 | Floor Unit (Dance Dept. 3226.2) |  |  | 001-03226.00 |  | 1
McQuay
| W833601 |  | PM - Fan Coil/HV/AC Unit | 1 | Year | 2016-07-01
001-FCU-3226.3 | Floor Unit (Dance Dept. 3226.3) |  |  | 001-03226.00 |  | 1
McQuay
| W833601 |  | PM - Fan Coil/HV/AC Unit | 1 | Year | 2016-07-01
001-FCU-3226.4 | Floor Unit (Dance Dept. 3226.4) |  |  | 001-03226.00 |  | 1
McQuay
| W833601 |  | PM - Fan Coil/HV/AC Unit | 1 | Year | 2016-07-01
001-FCU-3226.5 | Floor Unit (Dance Dept. 3226.5) |  |  | 001-03226.00 |  | 1
McQuay
| W833601 |  | PM - Fan Coil/HV/AC Unit | 1 | Year | 2016-07-01
001-FCU-3226.6 | Floor Unit (Dance Dept. 3226.6) |  |  | 001-03226.00 |  | 1
McQuay
| W833601 |  | PM - Fan Coil/HV/AC Unit | 1 | Year | 2016-07-01
001-FCU-3226.7 | Floor Unit (Dance Dept. 3226.7) |  |  | 001-03226.00 |  | 1
McQuay
| W833601 |  | PM - Fan Coil/HV/AC Unit | 1 | Year | 2016-07-01
001-FCU-3303-1 | Floor Unit (3303) |  |  | 001-03303.00 |  | 1
McQuay
| W833601 |  | PM - Fan Coil/HV/AC Unit | 1 | Year | 2016-07-01
001-FCU-3303-2 | Floor Unit (3303) |  |  | 001-03303.00 |  | 1
McQuay
| W833601 |  | PM - Fan Coil/HV/AC Unit | 1 | Year | 2016-07-01
001-FCU-3303-3 | Floor Unit (3303) |  |  | 001-03303.00 |  | 1
McQuay
| W833601 |  | PM - Fan Coil/HV/AC Unit | 1 | Year | 2016-07-01
001-FCU-3315 | Ceiling Fan Unit (Dance Studio 3315) |  |  | 001-03315.00 |  | 1
| W833601 |  | PM - Fan Coil/HV/AC Unit | 1 | Year | 2016-03-01
001-FCU-3317 | Ceiling Fan Unit (Dance Studio 3317) |  |  | 001-03317.00 |  | 1
| W833601 |  | PM - Fan Coil/HV/AC Unit | 1 | Year | 2016-03-01
001-FCU-3332 | Ceiling Fan Unit (Electrical Closet 3332) |  |  | 001-03336.00 |  | 1
| W833601 |  | PM - Fan Coil/HV/AC Unit | 1 | Year | 2016-03-01
001-FCU-3337 | Floor Unit (3337) |  |  | 001-03337.00 |  | 1
McQuay
| W833601 |  | PM - Fan Coil/HV/AC Unit | 1 | Year | 2016-07-01
001-FCU-3343 | Ceiling Fan Unit (Choreography Studio 3343) |  |  | 001-03343.00 |  | 1
| W833601 |  | PM - Fan Coil/HV/AC Unit | 1 | Year | 2016-03-01
001-FCU-3347 | Floor Unit (3347) |  |  | 001-03347.00 |  | 1
McQuay
| W833601 |  | PM - Fan Coil/HV/AC Unit | 1 | Year | 2016-07-01
001-FCU-3348 | Ceiling Fan Unit (Locker Room 3348) |  |  | 001-03348.00 |  | 1
| W833601 |  | PM - Fan Coil/HV/AC Unit | 1 | Year | 2016-03-01
001-FCU-3349 | Floor Unit (3349) |  |  | 001-03349.00 |  | 1
McQuay
| W833601 |  | PM - Fan Coil/HV/AC Unit | 1 | Year | 2016-07-01
001-FCU-3357 | Floor Unit (3357) |  |  | 001-03357.00 |  | 1
McQuay
| W833601 |  | PM - Fan Coil/HV/AC Unit | 1 | Year | 2016-07-01
001-FCU-3361 | Floor Unit (3361) |  |  | 001-03361.00 |  | 1
McQuay
| W833601 |  | PM - Fan Coil/HV/AC Unit | 1 | Year | 2016-07-01
001-FCU-3365 | Floor Unit (3365) |  |  | 001-03365.00 |  | 1
McQuay
| W833601 |  | PM - Fan Coil/HV/AC Unit | 1 | Year | 2016-07-01
001-FCU-3372 | Ceiling Fan Unit (3372) |  |  | 001-03372.00 |  | 1
| W833601 |  | PM - Fan Coil/HV/AC Unit | 1 | Year | 2016-03-01
001-FCU-3373-1 | Floor Fan Unit (3373) |  |  | 001-03373.00 |  | 1
| W833601 |  | PM - Fan Coil/HV/AC Unit | 1 | Year | 2016-03-01
001-FCU-3373-2 | Floor Fan Unit (3373) |  |  | 001-03373.00 |  | 1
001-FCU-3374 | Ceiling Fan Unit (3374) |  |  | 001-03374.00 |  | 1
| W833601 |  | PM - Fan Coil/HV/AC Unit | 1 | Year | 2016-03-01
001-FCU-3384-1 | Floor Unit (Design Studio 3384) |  |  | 001-03384.00 |  | 1
McQuay
| W833601 |  | PM - Fan Coil/HV/AC Unit | 1 | Year | 2016-07-01
001-FCU-3384-2 | Floor Unit (Design Studio 3384) |  |  | 001-03384.00 |  | 1
McQuay
| W833601 |  | PM - Fan Coil/HV/AC Unit | 1 | Year | 2016-07-01
001-FCU-3405 | Ceiling Fan Unit (3405) |  |  | 001-03405.00 |  | 1
| W833601 |  | PM - Fan Coil/HV/AC Unit | 1 | Year | 2016-03-01
001-FCU-3409 | Ceiling Fan Unit (3409) |  |  | 001-03409.00 |  | 1
| W833601 |  | PM - Fan Coil/HV/AC Unit | 1 | Year | 2016-03-01
001-FCU-3411 | Ceiling Fan Unit (3411) |  |  | 001-03411.00 |  | 1
001-FCU-3412 | Ceiling Fan Unit (3412) |  |  | 001-03412.00 |  | 1
001-FCU-3413 | Ceiling Fan Unit (3413) |  |  | 001-03413.00 |  | 1
001-FCU-4113 | Ceiling Fan Unit (Inside Room 4130: 4113) |  |  | 001-04113.00 |  | 1
| W833601 |  | PM - Fan Coil/HV/AC Unit | 1 | Year | 2016-04-01
001-FCU-4115 | Ceiling Fan Unit (Inside Room 4130: 4115) |  |  | 001-04115.00 |  | 1
| W833601 |  | PM - Fan Coil/HV/AC Unit | 1 | Year | 2016-04-01
001-FCU-4116 | Ceiling Fan Unit (Inside Room 4130: 4116) |  |  | 001-04116.00 |  | 1
| W833601 |  | PM - Fan Coil/HV/AC Unit | 1 | Year | 2016-04-01
001-FCU-4117 | Ceiling Fan Unit (Inside Room 4130: 4117) |  |  | 001-04117.00 |  | 1
| W833601 |  | PM - Fan Coil/HV/AC Unit | 1 | Year | 2016-04-01
001-FCU-4119 | Ceiling Fan Unit (Inside Room 4130: 4119) |  |  | 001-04119.00 |  | 1
| W833601 |  | PM - Fan Coil/HV/AC Unit | 1 | Year | 2016-04-01
001-FCU-4121-1 | Floor Unit (Inside 4130: 4121) |  |  | 001-04121.00 |  | 1
McQuay
| W833601 |  | PM - Fan Coil/HV/AC Unit | 1 | Year | 2016-08-01
001-FCU-4121-2 | Floor Unit (Inside 4130: 4121) |  |  | 001-04121.00 |  | 1
McQuay
| W833601 |  | PM - Fan Coil/HV/AC Unit | 1 | Year | 2016-08-01
001-FCU-4123 | Floor Unit (Inside 4130: 4123) |  |  | 001-04123.00 |  | 1
McQuay
| W833601 |  | PM - Fan Coil/HV/AC Unit | 1 | Year | 2016-08-01
001-FCU-4125 | Floor Unit (Inside 4130: 4125) |  |  | 001-04125.00 |  | 1
McQuay
| W833601 |  | PM - Fan Coil/HV/AC Unit | 1 | Year | 2016-08-01
001-FCU-4127 | Floor Unit (Inside 4130: 4127) |  |  | 001-04127.00 |  | 1
McQuay
| W833601 |  | PM - Fan Coil/HV/AC Unit | 1 | Year | 2016-08-01
001-FCU-4129 | Floor Unit (Inside 4130: 4129) |  |  | 001-04129.00 |  | 1
McQuay
| W833601 |  | PM - Fan Coil/HV/AC Unit | 1 | Year | 2016-08-01
001-FCU-4130 | Floor Unit (Inside 4130: No Number on Door) |  |  | 001-04130.00 |  | 1
McQuay
| W833601 |  | PM - Fan Coil/HV/AC Unit | 1 | Year | 2016-08-01
001-FCU-4130.2 | Ceiling Fan Unit (Inside Room 4130: 4130.2) |  |  | 001-04130.00 |  | 1
| W833601 |  | PM - Fan Coil/HV/AC Unit | 1 | Year | 2016-04-01
001-FCU-4131 | Ceiling Fan Unit (Inside Room 4130: 4131) |  |  | 001-04131.00 |  | 1
| W833601 |  | PM - Fan Coil/HV/AC Unit | 1 | Year | 2016-04-01
001-FCU-4135 | Ceiling Fan Unit (Inside Room 4130: 4135) |  |  | 001-04135.00 |  | 1
| W833601 |  | PM - Fan Coil/HV/AC Unit | 1 | Year | 2016-04-01
001-FCU-4136 | Ceiling Fan Unit (Inside Room 4130: 4136) |  |  | 001-04136.00 |  | 1
| W833601 |  | PM - Fan Coil/HV/AC Unit | 1 | Year | 2016-04-01
001-FCU-4137 | Ceiling Fan Unit (Inside Room 4130: 4137) |  |  | 001-04137.00 |  | 1
| W833601 |  | PM - Fan Coil/HV/AC Unit | 1 | Year | 2016-04-01
001-FCU-4138 | Ceiling Fan Unit (Inside Room 4130: 4138) |  |  | 001-04138.00 |  | 1
| W833601 |  | PM - Fan Coil/HV/AC Unit | 1 | Year | 2016-04-01
001-FCU-4139 | Ceiling Fan Unit (Inside Room 4130: 4139) |  |  | 001-04139.00 |  | 1
| W833601 |  | PM - Fan Coil/HV/AC Unit | 1 | Year | 2016-04-01
001-FCU-4202 | Ceiling Fan Unit (4202) |  |  | 001-04202.00 |  | 1
001-FCU-4204 | Ceiling Fan Unit (4204) |  |  | 001-04204.00 |  | 1
001-FCU-4206 | Ceiling Fan Unit (4206) |  |  | 001-04213.00 |  | 1
001-FCU-4208 | Ceiling Fan Unit (4208) |  |  | 001-04213.00 |  | 1
001-FCU-4210 | Ceiling Fan Unit (4210) |  |  | 001-04213.00 |  | 1
001-FCU-4212 | Ceiling Fan Unit (4212) |  |  | 001-04213.00 |  | 1
001-FCU-4214 | Floor Unit (Music Practice Room 4214) |  |  | 001-04214.00 |  | 1
McQuay
| W833601 |  | PM - Fan Coil/HV/AC Unit | 1 | Year | 2016-08-01
001-FCU-4215 | Floor Unit (Music Practice Room 4215) |  |  | 001-04215.00 |  | 1
McQuay
| W833601 |  | PM - Fan Coil/HV/AC Unit | 1 | Year | 2016-08-01
001-FCU-4216 | Floor Unit (Music Practice Room 4216) |  |  | 001-04216.00 |  | 1
McQuay
| W833601 |  | PM - Fan Coil/HV/AC Unit | 1 | Year | 2016-08-01
001-FCU-4217 | Floor Unit (Music Practice Room 4217) |  |  | 001-04217.00 |  | 1
McQuay
| W833601 |  | PM - Fan Coil/HV/AC Unit | 1 | Year | 2016-08-01
001-FCU-4218 | Floor Unit (Music Practice Room 4218) |  |  | 001-04218.00 |  | 1
McQuay
| W833601 |  | PM - Fan Coil/HV/AC Unit | 1 | Year | 2016-08-01
001-FCU-4219 | Floor Unit (Music Practice Room 4219) |  |  | 001-04219.00 |  | 1
McQuay
| W833601 |  | PM - Fan Coil/HV/AC Unit | 1 | Year | 2016-09-01
001-FCU-4220 | Floor Unit (Music Practice Room 4220) |  |  | 001-04220.00 |  | 1
McQuay
| W833601 |  | PM - Fan Coil/HV/AC Unit | 1 | Year | 2016-09-01
001-FCU-4221 | Floor Unit (Music Practice Room 4221) |  |  | 001-04221.00 |  | 1
McQuay
| W833601 |  | PM - Fan Coil/HV/AC Unit | 1 | Year | 2016-09-01
001-FCU-4222 | Floor Unit (Music Practice Room 4222) |  |  | 001-04222.00 |  | 1
McQuay
| W833601 |  | PM - Fan Coil/HV/AC Unit | 1 | Year | 2016-09-01
001-FCU-4223 | Floor Unit (Music Practice Room 4223) |  |  | 001-04223.00 |  | 1
McQuay
| W833601 |  | PM - Fan Coil/HV/AC Unit | 1 | Year | 2016-09-01
001-FCU-4224 | Floor Unit (Music Practice Room 4224) |  |  | 001-04224.00 |  | 1
McQuay
| W833601 |  | PM - Fan Coil/HV/AC Unit | 1 | Year | 2016-09-01
001-FCU-4225 | Floor Unit (Music Practice Room 4225) |  |  | 001-04225.00 |  | 1
McQuay
| W833601 |  | PM - Fan Coil/HV/AC Unit | 1 | Year | 2016-09-01
001-FCU-4226 | Floor Unit (Music Practice Room 4226) |  |  | 001-04226.00 |  | 1
McQuay
| W833601 |  | PM - Fan Coil/HV/AC Unit | 1 | Year | 2016-09-01
001-FCU-4227 | Floor Unit (Music Practice Room 4227) |  |  | 001-04227.00 |  | 1
McQuay
| W833601 |  | PM - Fan Coil/HV/AC Unit | 1 | Year | 2016-09-01
001-FCU-4228 | Floor Unit (Music Practice Room 4228) |  |  | 001-04228.00 |  | 1
McQuay
| W833601 |  | PM - Fan Coil/HV/AC Unit | 1 | Year | 2016-09-01
001-FCU-4229 | Floor Unit (Music Practice Room 4229) |  |  | 001-04229.00 |  | 1
McQuay
| W833601 |  | PM - Fan Coil/HV/AC Unit | 1 | Year | 2016-09-01
001-FCU-4230 | Floor Unit (Music Practice Room 4230) |  |  | 001-04230.00 |  | 1
McQuay
| W833601 |  | PM - Fan Coil/HV/AC Unit | 1 | Year | 2016-09-01
001-FCU-4231 | Floor Unit (Music Practice Room 4231) |  |  | 001-04231.00 |  | 1
McQuay
| W833601 |  | PM - Fan Coil/HV/AC Unit | 1 | Year | 2016-09-01
001-FCU-4232 | Floor Unit (Music Practice Room 4232) |  |  | 001-04232.00 |  | 1
McQuay
| W833601 |  | PM - Fan Coil/HV/AC Unit | 1 | Year | 2016-09-01
001-FCU-4233 | Floor Unit (Music Practice Room 4233) |  |  | 001-04233.00 |  | 1
McQuay
| W833601 |  | PM - Fan Coil/HV/AC Unit | 1 | Year | 2016-09-01
001-FCU-4234-1 | Floor Unit (4234) |  |  | 001-04234.00 |  | 1
McQuay
| W833601 |  | PM - Fan Coil/HV/AC Unit | 1 | Year | 2016-09-01
001-FCU-4234-2 | Floor Unit (4234) |  |  | 001-04234.00 |  | 1
McQuay
| W833601 |  | PM - Fan Coil/HV/AC Unit | 1 | Year | 2016-09-01
001-FCU-4235-1 | Floor Unit (4235) |  |  | 001-04235.00 |  | 1
McQuay
| W833601 |  | PM - Fan Coil/HV/AC Unit | 1 | Year | 2016-09-01
001-FCU-4235-2 | Floor Unit (4235) |  |  | 001-04235.00 |  | 1
McQuay
| W833601 |  | PM - Fan Coil/HV/AC Unit | 1 | Year | 2016-09-01
001-FCU-4335 | Ceiling Fan Unit (4335) |  |  | 001-04335.00 |  | 1
| W833601 |  | PM - Fan Coil/HV/AC Unit | 1 | Year | 2016-09-01
001-FCU-4336 | Ceiling Fan Unit (4336) |  |  | 001-04336.00 |  | 1
001-FCU-4337 | Ceiling Fan Unit (4337) |  |  | 001-04337.00 |  | 1
001-FCU-4338 | Ceiling Fan Unit (4338) |  |  | 001-04338.00 |  | 1
001-FCU-4339 | Ceiling Fan Unit (4339) |  |  | 001-04339.00 |  | 1
001-FCU-4340 | Ceiling Fan Unit (4340) |  |  | 001-04340.00 |  | 1
001-FCU-4341 | Ceiling Fan Unit (4341) |  |  | 001-04341.00 |  | 1
| W833601 |  | PM - Fan Coil/HV/AC Unit | 1 | Year | 2016-09-01
001-FCU-4342 | Ceiling Fan Unit (4342) |  |  | 001-04342.00 |  | 1
001-FCU-4343 | Ceiling Fan Unit (4343) |  |  | 001-04343.00 |  | 1
| W833601 |  | PM - Fan Coil/HV/AC Unit | 1 | Year | 2016-09-01
001-FCU-4344 | Ceiling Fan Unit (4344) |  |  | 001-04344.00 |  | 1
| W833601 |  | PM - Fan Coil/HV/AC Unit | 1 | Year | 2016-09-01
001-FCU-4345 | Ceiling Fan Unit (4345) |  |  | 001-04345.00 |  | 1
| W833601 |  | PM - Fan Coil/HV/AC Unit | 1 | Year | 2016-09-01
001-FCU-4346 | Ceiling Fan Unit (4346) |  |  | 001-04346.00 |  | 1
| W833601 |  | PM - Fan Coil/HV/AC Unit | 1 | Year | 2016-09-01
001-FCU-4347 | Ceiling Fan Unit (4347) |  |  | 001-04347.00 |  | 1
001-FCU-4348 | Ceiling Fan Unit (4348) |  |  | 001-04348.00 |  | 1
001-FCU-4349 | Ceiling Fan Unit (4349) |  |  | 001-04349.00 |  | 1
| W833601 |  | PM - Fan Coil/HV/AC Unit | 1 | Year | 2016-02-01
001-FCU-4351 | Ceiling Fan Unit (4351) |  |  | 001-04351.00 |  | 1
001-FCU-4353 | Ceiling Fan Unit (4353) |  |  | 001-04353.00 |  | 1
001-FCU-4402 | Ceiling Fan Unit (Hilberry Rehearsal Theatre 4402) |  |  | 001-04402.00 |  | 1
| W833601 |  | PM - Fan Coil/HV/AC Unit | 1 | Year | 2016-04-01
001-FCU-4404 | Ceiling Fan Unit (4404) |  |  | 001-04404.00 |  | 1
| W833601 |  | PM - Fan Coil/HV/AC Unit | 1 | Year | 2016-04-01
001-FCU-4406 | Ceiling Fan Unit (4406) |  |  | 001-04406.00 |  | 1
| W833601 |  | PM - Fan Coil/HV/AC Unit | 1 | Year | 2016-04-01
001-FCU-4411 | Ceiling Fan Unit (Janitors Closet 4411) |  |  | 001-04411.00 |  | 1
| W833601 |  | PM - Fan Coil/HV/AC Unit | 1 | Year | 2016-04-01
001-FCU-4413 | Ceiling Fan Unit (4413) |  |  | 001-04413.00 |  | 1
| W833601 |  | PM - Fan Coil/HV/AC Unit | 1 | Year | 2016-04-01
001-FCU-4416 | Ceiling Fan Unit (4416) |  |  | 001-04416.00 |  | 1
| W833601 |  | PM - Fan Coil/HV/AC Unit | 1 | Year | 2016-04-01
001-FCU-4418 | Ceiling Fan Unit (4418) |  |  | 001-04418.00 |  | 1
| W833601 |  | PM - Fan Coil/HV/AC Unit | 1 | Year | 2016-04-01
001-FCU-AH1 | Fan Coil Unit, AH 1 |  |  | 001-ATTIC 5TH |  | 1
YORK
001-FCU-CCH4 | Fan Coil Unit CCH4 (0002) |  |  | 001-00002.00 |  | 1
016-FCU-001 | Fan Coil Unit (Airtherm) - Rm 421 |  |  | 016-00421.00
BDV008W4D414L000
| W833601 |  | PM - Fan Coil/HV/AC Unit | 6 | Month | 2016-10-03
016-FCU-002 | Fan Coil Unit (Airtherm) - Rm 421 |  |  | 016-00421.00
BDV008W4D414R000
| W833601 |  | PM - Fan Coil/HV/AC Unit | 6 | Month | 2016-10-03
016-FCU-003 | Fan Coil Unit (Airtherm) |  |  | 016-00408.00
BDV020W4D14R000
| W833601 |  | PM - Fan Coil/HV/AC Unit | 6 | Month | 2016-10-03
016-FCU-004 | Fan Coil Unit (Airtherm) |  |  | 016-00412.00
BDV020W4D14R000
| W833601 |  | PM - Fan Coil/HV/AC Unit | 6 | Month | 2016-10-03
016-FCU-005 | Fan Coil Unit (Airtherm) |  |  | 016-00430.00
BDV020W4D14R000
| W833601 |  | PM - Fan Coil/HV/AC Unit | 6 | Month | 2016-10-03
016-FCU-006 | Fan Coil Unit (Airtherm) |  |  | 016-00430.00
BDV020W4D14R000
| W833601 |  | PM - Fan Coil/HV/AC Unit | 6 | Month | 2016-10-03
062-FCU-001 | Fan Coil Unit - CATI Lab - Center for Urban Studies-CATEGORY B |  |  | 062-02209.00 |  | 1
| Greenheck |  | LFC-15-FC-7 | 11239527
| W833601 |  | PM - Fan Coil/HV/AC Unit | 6 | Month | 2016-09-19
062-FCU-002 | Fan Coil Unit - CATI Lab - Center for Urban Studies-CATEGORY B |  |  | 062-02209.00 |  | 1
Greenheck
| W833601 |  | PM - Fan Coil/HV/AC Unit | 6 | Month | 2016-09-19
062-FCU-003 | Fan Coil Unit - Server Rm - Center for Urban Studies-CATEGORY B |  |  | 062-02235.00 |  | 1
| Greenheck |  | LFC-15-FC-5 | 11239529
| W833601 |  | PM - Fan Coil/HV/AC Unit | 6 | Month | 2016-09-19
062-FCU-004 | Fan Coil Unit - Scanning Rm 2320 - Center for Urban Studies-CAT B |  |  | 062-02319.00 |  | 1
| Greenheck |  | LFC-15-FC-10 | 11239526
| W833601 |  | PM - Fan Coil/HV/AC Unit | 6 | Month | 2016-09-19
062-FPB-101 | Fan Powered Box |  |  | 062-00190.08 |  | 1
Tuttle and Bailey
062-FPB-102 | Fan Powered Box |  |  | 062-01608.00 |  | 1
Tuttle and Bailey
062-FPB-103 | Fan Powered Box |  |  | 062-00190.08 |  | 1
Tuttle and Bailey
062-FPB-104 | Fan Powered Box |  |  | 062-01804.00 |  | 1
Tuttle and Bailey
062-FPB-109 | Fan Powered Box |  |  | 062-01910.00 |  | 1
Tuttle and Bailey
062-FPB-113 | Fan Powered box |  |  | 062-01900.00 |  | 1
Tuttle and Bailey
062-FPB-116 | Fan Powered Box |  |  | 062-01820.00 |  | 1
Tuttle and Bailey
062-FPB-117 | Fan Powered Box |  |  | 062-01655.00 |  | 1
Tuttle and Bailey
062-FPB-119 | Fan Powered Box |  |  | 062-01911.00 |  | 1
Tuttle and Bailey
062-FPB-120 | Fan Powered Box |  |  | 062-01311.00 |  | 1
Tuttle and Bailey
062-FPB-122 | Fan Powered Box |  |  | 062-01205.00 |  | 1
Tuttle and Bailey
062-FPB-123 | Fan Powered Box |  |  | 062-01100.00 |  | 1
Tuttle and Bailey
062-FPB-125 | Fan Powered Box |  |  | 062-00190.05 |  | 1
Tuttle and Bailey
062-FPB-208 | Fan Powered Box |  |  | 062-02600.00 |  | 1
Tuttle and Bailey
062-FPB-211 | Fan Powered Box |  |  | 062-02651.00 |  | 1
Tuttle and Bailey
062-FPB-212 | Fan Powered Box |  |  | 062-02726.00 |  | 1
Tuttle and Bailey
062-FPB-215 | Fan Powered Box |  |  | 062-02221.00 |  | 1
Tuttle and Bailey
062-FPB-219 | Fan Powered Box |  |  | 062-02808.00 |  | 1
Tuttle and Bailey
062-FPB-223 | Fan Powered Box |  |  | 062-02111.00 |  | 1
Tuttle and Bailey
062-FPB-225 | Fan Powered Box |  |  | 062-02131.00 |  | 1
Tuttle and Bailey
062-FPB-226 | Fan Powered Box |  |  | 062-00290.02 |  | 1
Tuttle and Bailey
062-FPB-227 | Fan Powered Box |  |  | 062-00290.02 |  | 1
Tuttle and Bailey
062-FPB-301 | Fan Powered Box |  |  | 062-03609.00 |  | 1
Tuttle and Bailey
062-FPB-302 | Fan Powered Box |  |  | 062-03653.00 |  | 1
Tuttle and Bailey
062-FPB-303 | Fan Powered Box |  |  | 062-00390.05 |  | 1
Tuttle and Bailey
062-FPB-305 | Fan Powered Box |  |  | 062-03633.00 |  | 1
Tuttle and Bailey
062-FPB-307 | Fan Powered Box |  |  | 062-03667.00 |  | 1
Tuttle and Bailey
062-FPB-309 | Fan Powered Box |  |  | 062-00390.12 |  | 1
Tuttle and Bailey
062-FPB-310 | Fan Powered Box |  |  | 062-00390.05 |  | 1
Tuttle and Bailey
062-FPB-312 | Fan Powered Box |  |  | 062-03410.00 |  | 1
Tuttle and Bailey
062-FPB-316 | Fan Powered Box |  |  | 062-03809.00 |  | 1
Tuttle and Bailey
062-FPB-317 | Fan Powered Box |  |  | 062-00390.12 |  | 1
Tuttle and Bailey
062-FPB-319 | Fan Powered Boxes |  |  | 062-03133.00 |  | 1
Tuttle and Bailey
062-FPB-321 | Fan Powered Box |  |  | 062-00390.03 |  | 1
Tuttle and Bailey
062-FPB-324 | Fan Powered Box |  |  | 062-03134.00 |  | 1
Tuttle and Bailey
062-FPB-325 | Fan Powered Box |  |  | 062-03132.00 |  | 1
Tuttle and Bailey
062-FPB-326 | Fan Powered Box |  |  | 062-00390.02 |  | 1
Tuttle and Bailey
062-FPB-328 | Fan Powered Box |  |  | 062-00390.08 |  | 1
Tuttle and Bailey
062-FPB-401 | Fan Powered Box |  |  | 062-00490.08 |  | 1
Tuttle and Bailey
062-FPB-402 | Fan Powered Box |  |  | 062-00490.08 |  | 1
Tuttle and Bailey
062-FPB-403 | Fan Powered Box |  |  | 062-04670.00 |  | 1
Tuttle and Bailey
062-FPB-404 | Fan Powered Box |  |  | 062-00490.05 |  | 1
Tuttle and Bailey
062-FPB-405 | Fan Powered Box |  |  | 062-04637.00 |  | 1
Tuttle and Bailey
062-FPB-408 | Fan Powered Boxes |  |  | 062-04673.00 |  | 1
Tuttle and Bailey
062-FPB-410 | Fan Powered Box |  |  | 062-00490.10 |  | 1
Tuttle and Bailey
062-FPB-411 | Fan Powered Box |  |  | 062-04304.00 |  | 1
Tuttle and Bailey
062-FPB-418 | Fan Powered Box |  |  | 062-00490.10 |  | 1
Tuttle and Bailey
062-FPB-419 | Fan Powered Box |  |  | 062-04105.00 |  | 1
Tuttle and Bailey
062-FPB-421 | Fan Powered Box |  |  | 062-04100.00 |  | 1
Tuttle and Bailey
062-FPB-426 | Fan Powered Box |  |  | 062-04143.00 |  | 1
Tuttle and Bailey
062-FPB-427 | Fan Powered Box |  |  | 062-04317.00 |  | 1
Tuttle and Bailey
193-FCU-001 | Heating & Ventilation Unit |  |  | 193-00121.00 |  | 1
| W833601 |  | PM - Fan Coil/HV/AC Unit | 1 | Year | 2016-04-01
603-UNH-005 | Unit Heater |  |  | 603-00130.00 |  | 1
| Trane. |  | UH8A07088EAAIT00000000
| W838103 |  | PM - Unit/Space Heater | 1 | Year | 2016-09-19
608-UNH-001 | Space Heater 1 |  |  |  |  | 1
| Trane. |  | 60S | 9G-79408
| W838103 |  | PM - Unit/Space Heater | 1 | Year | 2016-10-01
608-UNH-002 | Space Heater 2 |  |  |  |  | 1
|  |  | 6E006N | 8DA66324A
| W838103 |  | PM - Unit/Space Heater | 1 | Year | 2016-10-01
608-UNH-003 | Space Heater 3 |  |  |  |  | 1
|  |  | unreadable | unreadable
| W838103 |  | PM - Unit/Space Heater | 1 | Year | 2016-10-01
608-UNH-004 | Space Heater 4 |  |  |  |  | 1
| Motor Division |  | K48HXBJP-969 | X70500149-03
611-UNH-001 | Space Heater 1 |  |  | 611-PENTHOUSE |  | 1
| Modine |  | 1H14204D | 03 E073
| W838103 |  | PM - Unit/Space Heater | 1 | Year | 2016-10-01
611-UNH-002 | Space Heater 2 |  |  | 611-PENTHOUSE |  | 1
| Modine |  | 1H14204D | 03 E073
| W838103 |  | PM - Unit/Space Heater | 1 | Year | 2016-10-01
611-UNH-003** | Space Heater 3 |  |  |  |  | 1
| W838103 |  | PM - Unit/Space Heater | 1 | Year | 2016-10-01
611-UNH-004 | Space Heater 4 |  |  |  |  | 1
| Modine |  | 1H14204D | 03 E073
| W838103 |  | PM - Unit/Space Heater | 1 | Year | 2016-10-01
611-UNH-005 | Space Heater 5 |  |  | 611-PENTHOUSE |  | 1
| Modine |  | 280 1H14204D | 03 E073
| W838103 |  | PM - Unit/Space Heater | 1 | Year | 2016-10-01
611-UNH-006 | Space Heater 6 |  |  | 611-PENTHOUSE |  | 1
| Modine |  | 280 1H14204D | 03 E073
| W838103 |  | PM - Unit/Space Heater | 1 | Year | 2016-10-01
611-UNH-007 | Space Heater 7 |  |  | 611-PENTHOUSE |  | 1
| Modine |  | 280 1H14204D | 03 E073
| W838103 |  | PM - Unit/Space Heater | 1 | Year | 2016-10-01
611-UNH-008 | Space Heater 8 |  |  | 611-PENTHOUSE |  | 1
| Modine |  | 280 1H14204D | 03 E073
| W838103 |  | PM - Unit/Space Heater | 1 | Year | 2016-10-01
611-UNH-009 | Space Heater 9 |  |  | 611-PENTHOUSE |  | 1
| Modine |  | 280 1H14204D | 03 E073
| W838103 |  | PM - Unit/Space Heater | 1 | Year | 2016-10-01
611-UNH-010 | Space Heater 10 |  |  | 611-PENTHOUSE |  | 1
| Modine |  | 1H14200D | 18-E083
| W838103 |  | PM - Unit/Space Heater | 1 | Year | 2016-10-01
611-UNH-011** | Space Heater 11 |  |  |  |  | 1
| W838103 |  | PM - Unit/Space Heater | 1 | Year | 2016-10-01
611-UNH-012** | Space Heater 12 |  |  |  |  | 1
| W838103 |  | PM - Unit/Space Heater | 1 | Year | 2016-10-01
611-UNH-013** | Space Heater 13 |  |  |  |  | 1
| W838103 |  | PM - Unit/Space Heater | 1 | Year | 2016-10-01
611-UNH-014** | Space Heater 14 |  |  |  |  | 1
| W838103 |  | PM - Unit/Space Heater | 1 | Year | 2016-10-01
611-UNH-015** | Space Heater 15 |  |  |  |  | 1
| W838103 |  | PM - Unit/Space Heater | 1 | Year | 2016-10-01
611-UNH-016** | Space Heater 16 |  |  |  |  | 1
| W838103 |  | PM - Unit/Space Heater | 1 | Year | 2016-10-01
629-UNH-001 | Space Heater 1 |  |  |  |  | 1
no label
| W838103 |  | PM - Unit/Space Heater | 1 | Year | 2016-10-01
629-UNH-002 | Space Heater 2 |  |  |  |  | 1
no label
| W838103 |  | PM - Unit/Space Heater | 1 | Year | 2016-10-01
629-UNH-003 | Space Heater 3 |  |  |  |  | 1
no label
| W838103 |  | PM - Unit/Space Heater | 1 | Year | 2016-10-01
629-UNH-004 | Space Heater 4 |  |  |  |  | 1
no label
| W838103 |  | PM - Unit/Space Heater | 1 | Year | 2016-10-01
Total | [5 empty] | 716
Fan Motor Box
001-FMB-0014 | Fan Motor Box (0014) |  |  | 001-00014.00 |  | 1
Tuttle and Bailey
| W990015 |  | PM - Fan Motor Box (Old Main) | 1 | Year | 2016-05-01
001-FMB-0029 | Fan Motor Box (0029) |  |  | 001-00029.00 |  | 1
Tuttle and Bailey
| W990015 |  | PM - Fan Motor Box (Old Main) | 1 | Year | 2016-05-01
001-FMB-0030 | Fan Motor Box (0030) |  |  | 001-00030.00 |  | 1
Tuttle and Bailey
| W990015 |  | PM - Fan Motor Box (Old Main) | 1 | Year | 2016-05-01
001-FMB-0402-1 | Fan Motor Box (Art Gallery 0402) |  |  | 001-00402.00 |  | 1
Tuttle and Bailey
| W990015 |  | PM - Fan Motor Box (Old Main) | 1 | Year | 2016-05-01
001-FMB-0402-2 | Fan Motor Box (Outside Art Gallery 0402) |  |  | 001-00402.00 |  | 1
Tuttle and Bailey
| W990015 |  | PM - Fan Motor Box (Old Main) | 1 | Year | 2016-05-01
001-FMB-0428 | Fan Motor Box (0428) |  |  | 001-00428.00 |  | 1
Tuttle and Bailey
| W990015 |  | PM - Fan Motor Box (Old Main) | 1 | Year | 2016-05-01
001-FMB-0429 | Fan Motor Box (0429) |  |  | 001-00429.00 |  | 1
Tuttle and Bailey
| W990015 |  | PM - Fan Motor Box (Old Main) | 1 | Year | 2016-05-01
001-FMB-1410 | Fan Motor Box (4 Units, 1410) |  |  | 001-01410.00 |  | 1
Tuttle and Bailey
| W990015 |  | PM - Fan Motor Box (Old Main) | 1 | Year | 2016-05-01
001-FMB-1412 | Fan Motor Box (1412) |  |  | 001-01412.00 |  | 1
Tuttle and Bailey
| W990015 |  | PM - Fan Motor Box (Old Main) | 1 | Year | 2016-05-01
001-FMB-1415 | Fan Motor Box (1415) |  |  | 001-01415.00 |  | 1
Tuttle and Bailey
| W990015 |  | PM - Fan Motor Box (Old Main) | 1 | Year | 2016-09-19
001-FMB-2402 | Fan Motor Box (2 Units, Outside Hallway 2402) |  |  | 001-02402.00 |  | 1
Tuttle and Bailey
| W990015 |  | PM - Fan Motor Box (Old Main) | 1 | Year | 2016-09-19
001-FMB-2413 | Fan Motor Box (2413) |  |  | 001-02413.00 |  | 1
Tuttle and Bailey
| W990015 |  | PM - Fan Motor Box (Old Main) | 1 | Year | 2016-09-19
001-FMB-3413 | Fan Motor Box (3413) |  |  | 001-03413.00 |  | 1
Tuttle and Bailey
| W990015 |  | PM - Fan Motor Box (Old Main) | 1 | Year | 2016-09-19
001-FMB-4402.2 | Fan Motor Box (4402.2) |  |  | 001-04402.20 |  | 1
Tuttle and Bailey
| W990015 |  | PM - Fan Motor Box (Old Main) | 1 | Year | 2016-09-19
001-FMB-4404 | Fan Motor Box (Outside Hallway 4404) |  |  | 001-04404.00 |  | 1
Tuttle and Bailey
| W990015 |  | PM - Fan Motor Box (Old Main) | 1 | Year | 2016-09-19
001-FMB-4406 | Fan Motor Box (Outside Hallway 4406) |  |  | 001-04406.00 |  | 1
Tuttle and Bailey
| W990015 |  | PM - Fan Motor Box (Old Main) | 1 | Year | 2016-09-19
001-FMB-4413-1 | Fan Motor Box (Outside Hallway 4413) |  |  | 001-04413.00 |  | 1
Tuttle and Bailey
| W990015 |  | PM - Fan Motor Box (Old Main) | 1 | Year | 2016-09-19
001-FMB-4413-2 | Fan Motor Box (4413) |  |  | 001-04413.00 |  | 1
Tuttle and Bailey
| W990015 |  | PM - Fan Motor Box (Old Main) | 1 | Year | 2016-09-19
001-FMB-4418.6 | Fan Motor Box (4418.6) |  |  | 001-04418.60 |  | 1
Tuttle and Bailey
| W990015 |  | PM - Fan Motor Box (Old Main) | 1 | Year | 2016-09-19
001-FMB-DOCK | Fan Motor Box (Loading Dock) |  |  | 001-LOAD DOCK |  | 1
Tuttle and Bailey
| W990015 |  | PM - Fan Motor Box (Old Main) | 1 | Year | 2016-09-19
Total | [5 empty] | 20
Feed Pump
003-BFP-001 | Boiler Feed Pump 1 |  |  | 003-00195.00 |  | 1
| Grundfos |  | b42000061p10337us613
| W840151 |  | PM - Centrifugal Pump, over 1 H.P. | 1 | Year | 2015-11-01
003-BFP-002 | Boiler Feed Pump 2 |  |  | 003-00195.00 |  | 1
| Industrial Steam |  | vc85.1 | 89-15479
| W840151 |  | PM - Centrifugal Pump, over 1 H.P. | 1 | Year | 2015-11-01
003-BFP-003 | Standby Boiler Feed Pump |  |  | 003-00195.00 |  | 1
| Industrial Steam |  | vc85.1 | 89-15479
| W840151 |  | PM - Centrifugal Pump, over 1 H.P. | 1 | Year | 2015-11-01
003-TRP-001 | Transfer Pump 1, not installed |  |  | 003-00195.00 |  | 1
| Grundfos |  | B4200061P10337US613 | type: CR8-201 U-G-A-AUUE
003-TRP-002 | Transfer Pump 2 |  |  | 003-00195.00 |  | 1
| Grundfos |  | A96126909-F10550108 | type: CR15-01 A-GJ-A-G-H00E
| W840151 |  | PM - Centrifugal Pump, over 1 H.P. | 1 | Year | 2015-11-01
038-BFP-001 | Boiler Feed Pump 1 |  |  | 038-00425.00 |  | 1
| Grundfos |  | CR3-7K-FGJ-A-E-HQQE | A96575984-P10705238
038-BFP-002 | Boiler Feed Pump 2 |  |  | 038-00425.00 |  | 1
| Grundfos |  | CR3-7K-FGJ-A-E-HQQE | A96575984-P10705240
038-BFP-003 | Boiler Feed Pump 3 |  |  | 038-00425.00 |  | 1
| Grundfos |  | CR3-7K-FGJ-A-E-HQQE | A96575984-P10701270
080-BFP-001 | Boiler Feed Pump 1 |  |  | 080-00195.00 |  | 1
| Grundfos |  | CR5-2A-FGJ-A-E-HQQE | A96084251-P20701016
080-BFP-002 | Boiler Feed Pump 2 |  |  | 080-00195.00 |  | 1
| Grundfos |  | CR5-2A-FGJ-A-E-HQQE | A96084251-P20701017
080-BFP-003 | Boiler Feed Pump 3 |  |  | 080-00195.00 |  | 1
| Grundfos |  | CR5-2A-FGJ-A-E-HQQE | A96084251-P20701018
089-BFP-001 | Steam Boiler - Feed Pump # 1 |  |  | 089-06135.00 |  | 1
| Grundfos |  | CR5-15 A-FGJ-A-E-HQQE | A96084277-P20710150
089-BFP-002 | Steam Boiler - Feed Pump # 2 |  |  | 089-06135.00 |  | 1
| Grundfos |  | CR5-15 A-FGJ-A-E-HQQE | A96084277-P20710149
090-BFP-001 | Boiler Feed Pump 1 |  |  | 090-04195.00 |  | 1
| Grundfos |  | CR5-8K-FGJ-A-E-HQQE | A96627939-P10647013
090-BFP-002 | Boiler Feed Pump 2 |  |  | 090-04195.00 |  | 1
| Grundfos |  | CR5-8K-FGJ-A-E-HQQE | A96084237-P10636326
090-BFP-003 | Boiler Feed Pump 3 |  |  | 090-04195.00 |  | 1
| Grundfos |  | CR5-8K-FGJ-A-E-HQQE | A96627939-P10647014
090-BFP-004 | Boiler Feed Pump 4 |  |  | 090-04195.00 |  | 1
| Grundfos |  | CR5-8K-FGJ-A-E-HQQE | A9112814177
136-BFP-001 | Boiler Feed Water Pump 1 |  |  | 136-00010.00 |  | 1
| Grundfos |  | A91134403-P10508089
136-BFP-002 | Boiler Feed Water Pump 2 |  |  | 136-00010.00 |  | 1
| Grundfos |  | A91134403-P10508089
136-BFP-003 | Boiler Feed Water Pump 3 |  |  | 136-00010.00 |  | 1
| Grundfos |  | A91134403-P10508089
166-BFP-001 | Boiler Feed Pump 1 |  |  | 166-03195.00 |  | 1
| Grundfos |  | CR3-7K-F6J-A-6-HQQG | A96575984P10705637
166-BFP-002 | Boiler Feed Pump 2 |  |  | 166-03195.00 |  | 1
| Grundfos |  | CR3-7K-F6J-A6-HQQ5 | A96S75984P1701270
166-BFP-003 | Boiler Feed Pump 3 |  |  | 166-03195.00 |  | 1
| Grundfos |  | CR3-7K-FGJ-A-E-H2Q5 | A96575984-P10705241
193-BFP-001 | Boiler Feed Water Pump #1 |  |  | 193-BOILER RM |  | 1
Roth
| W840151 |  | PM - Centrifugal Pump, over 1 H.P. | 1 | Year | 2015-11-01
193-BFP-002 | Boiler Feed Water Pump #2 |  |  | 193-BOILER RM |  | 1
Roth
| W840151 |  | PM - Centrifugal Pump, over 1 H.P. | 1 | Year | 2015-11-01
Total | [5 empty] | 25
Filter
049-AHU-001-FFL | Air Handling Unit 1 Filters |  |  | 049-03133.00 |  | 0
Trane.
049-AHU-002-FFL | Air Handling Unit 2 Filters |  |  | 049-03133.00 |  | 0
| Trane. |  |  | K00A04351
049-AHU-003-FFL | Air Handling Unit 3 Filters |  |  | 049-03133.00 |  | 0
| Trane. |  |  | K00A04010
049-AHU-004-FFL | Air Handling Unit 4 Filters |  |  | 049-03133.00 |  | 0
| Trane. |  | MCCA014MAJ0C0A0DD0AC | K00A04025
090-AHU-001-FFL | Office Wing Air Handling Unit 1 Final Filters |  |  | 090-04116.00 |  | 0
McQuay
090-AHU-002-FFL | Office Wing Air Handling Unit 2 Final Filters |  |  | 090-04116.00 |  | 0
McQuay
090-AHU-003-FFL | Office Wing Air Handling Unit 3 Final Filters |  |  | 090-04116.00 |  | 0
McQuay
090-RAF-541-FFL | EDC Return Fan System #1 Filter (serves 3rd flr Cleanroom) |  |  | 090-04501.00 |  | 0
090-RAF-542-FFL | EDC Return Fan System #2 Filter (serves 3rd flr Cleanroom) |  |  | 090-04501.00 |  | 0
Total | [5 empty] | 9
Fire Panel
001-FAP-001 | Fire Panel - GAMEWELL |  |  | 001-00347.00 |  | 1
003-FAP-001 | Fire Panel (National Time) |  |  |  |  | 1
| FAT |  | PM - Monthly Fire Alarm/Fire Protection System Test | 1 | Month | 2016-10-03
005-FAP-001 | Fire Panel (Auto Call) |  |  |  |  | 1
| FAT |  | PM - Monthly Fire Alarm/Fire Protection System Test | 1 | Month | 2016-10-03
006-FAP-001 | Fire Panel (Standard Electric) |  |  |  |  | 1
007-FAP-001 | Fire Panel |  |  | 007-E LOBBY |  | 1
| Seimens.. |  | Firefinder XLS
008-FAP-001 | Fire Panel (Standard Electric) |  |  |  |  | 1
016-FAP-001 | Fire Panel (Johnson Controls) |  |  |  |  | 1
FC-72 Series
| FAT |  | PM - Monthly Fire Alarm/Fire Protection System Test | 1 | Month | 2016-10-03
017-FAP-001 | Fire Panel |  |  |  |  | 1
| FAT |  | PM - Monthly Fire Alarm/Fire Protection System Test | 1 | Month | 2016-10-03
022-FAP-001 | Fire Panel (Standard Electric) |  |  |  |  | 1
| FAT |  | PM - Monthly Fire Alarm/Fire Protection System Test | 1 | Month | 2016-10-03
023-FAP-001 | Fire Panel (Standard Electric) |  |  |  |  | 1
025-FAP-001 | Fire Panel |  |  |  |  | 1
| Simplex.. |  | 4010/4003
026-FAP-001 | Fire Panel |  |  |  |  | 1
| Seimens.. |  | FS250
| FAT |  | PM - Monthly Fire Alarm/Fire Protection System Test | 1 | Month | 2016-10-03
027-FAP-001 | Fire Panel |  |  |  |  | 1
| Seimens.. |  | FS250
028-FAP-001 | Fire Panel (National Time) |  |  |  |  | 1
| FAT |  | PM - Monthly Fire Alarm/Fire Protection System Test | 1 | Month | 2016-10-03
033-FAP-001 | Fire Panel |  |  |  |  | 1
034-FAP-001 | Fire Panel |  |  |  |  | 1
036-FAP-001 | Fire Panel |  |  |  |  | 1
| Auto Call |  | MDK-4
038-FAP-001 | Fire Panel (National Time) |  |  |  |  | 1
| FAT |  | PM - Monthly Fire Alarm/Fire Protection System Test | 1 | Month | 2016-10-03
040-FAP-001 | Fire Panel (National Time) |  |  |  |  | 1
| FAT |  | PM - Monthly Fire Alarm/Fire Protection System Test | 1 | Month | 2016-10-03
042-FAP-001 | Fire Panel |  |  |  |  | 1
| FAT |  | PM - Monthly Fire Alarm/Fire Protection System Test | 1 | Month | 2016-10-03
043-FAP-001 | Fire Alarm Panel |  |  | 043-BASEMENT |  | 1
| Simplex.. |  | 4010/4003 VOICE
| FAT |  | PM - Monthly Fire Alarm/Fire Protection System Test | 1 | Month | 2016-10-03
046-FAP-001 | Fire Alarm Control Panel |  |  | 046-01490.09 |  | 1
| Simplex.. |  | Simplex Model 4100
| FAT |  | PM - Monthly Fire Alarm/Fire Protection System Test | 1 | Month | 2016-10-03
048-FAP-001 | Fire Alarm Control Panel 4005 |  |  | 048-1ST FL N |  | 1
| Simplex.. |  | 4005/4009
| FAT |  | PM - Monthly Fire Alarm/Fire Protection System Test | 1 | Month | 2016-10-03
049-FAP-001 | Fire Alarm Control Panel |  |  | 049-01131.00 |  | 1
Edwards Model EST-3
| FAT |  | PM - Monthly Fire Alarm/Fire Protection System Test | 1 | Month | 2016-10-03
050-FAP-001 | Fire Panel (Standard-National Time) |  |  |  |  | 1
TAX-3 902 Series
| FAT |  | PM - Monthly Fire Alarm/Fire Protection System Test | 1 | Month | 2016-10-03
053-FAP-001 | Fire Alarm Panel |  |  |  |  | 1
Simplex..
062-FAP-001 | Fire Alarm Control Panel (Gamewell) |  |  | 062-LOBBY |  | 1
Gamewell Flex Alarm 620
065-FAP-001 | Fire Panel |  |  |  |  | 1
| Simplex.. |  | 4010
066-FAP-001 | Fire Alarm Panel (Edwards) |  |  |  |  | 1
067-FAP-001 | Fire Alarm Panel (National Time) |  |  |  |  | 1
068-FAP-001 | Fire Alarm Panel (Edwards) |  |  |  |  | 1
6632
| FAT |  | PM - Monthly Fire Alarm/Fire Protection System Test | 1 | Month | 2016-10-03
071-FAP-001 | Fire Alarm Panel |  |  |  |  | 1
| Seimens.. |  | Firefinder XLS
074-FAP-001 | Fire Alarm Control Panel |  |  | 074-00190.06 |  | 1
| FAT |  | PM - Monthly Fire Alarm/Fire Protection System Test | 1 | Month | 2016-10-03
080-FAP-001 | Fire Panel (National Time) |  |  |  |  | 1
AC Panel
| FAT |  | PM - Monthly Fire Alarm/Fire Protection System Test | 1 | Month | 2016-10-03
082-FAP-001 | Fire Panel |  |  |  |  | 1
| Simplex.. |  | 4010/4003
085-FAP-001 | Fire Panel |  |  |  |  | 1
| Simplex.. |  | 4010/4003
089-FAP-001 | Main Fire Panel |  |  | 089-01109.00 |  | 1
| National Time |  | 7000
089-FP-002 | Fire Jockey Pump |  |  | 089-00180.00
| Grundfos |  | CR2UH | 2-60
090-FAP-001 | National Time Fire Panel |  |  | 090-01500.00 |  | 1
| National Time |  | 902
090-FAP-003 | Gamewell Fire Panel (Serves 3rd Flr Office Wing Cleanroom) |  |  | 090-03305.00 |  | 1
|  |  | IDENTIFLEX 610 | 849897
104-FAP-001 | Fire Panel |  |  | 104-00129.00 |  | 1
| Seimens.. |  | MXL
115-FAP-001 | Main Fire Panel - Ghafari |  |  | 115-00101.00 |  | 1
| Cerberus Pyrotronic |  | MXL
127-FAP-001 | Eaton Fire Panel - 1st Floor |  |  | 127-00131.10 |  | 1
127-FAP-002 | Eaton Fire Sub Panel - 5th Floor |  |  | 127-00533.00 |  | 1
127-FAP-003 | Eaton Fire Sub Panel - 9th Floor |  |  | 127-00933.00 |  | 1
130-FAP-001 | Fire Alarm Control Panel |  |  |  |  | 1
| Simplex.. |  | Simplex Model 2001
134-FAP-001 | Fire Alarm Control Panel |  |  |  |  | 1
| Simplex.. |  | Simplex Model 4100/4100U
136-FAP-001 | Fire Alarm Control Panel |  |  |  |  | 1
| Simplex.. |  | Simplex Model 4100U
140-FAP-001 | Fire Panel (Standard-National Time) |  |  |  |  | 1
| FAT |  | PM - Monthly Fire Alarm/Fire Protection System Test | 1 | Month | 2016-10-03
150-FAP-001 | Fire Alarm System (Pyr-A-Larm) |  |  | 150-00200.00
IFU-6
| FAT |  | PM - Monthly Fire Alarm/Fire Protection System Test | 1 | Month | 2016-10-03
155-FAP-001 | Fire Alarm Control Panel |  |  | 155-00190.02 |  | 1
| Seimens.. |  | Firefinder XLS
156-FAP-001 | Fire Alarm Control Panel |  |  |  |  | 1
Firefinder XLS
| FAT |  | PM - Monthly Fire Alarm/Fire Protection System Test | 1 | Month | 2016-10-03
166-FAP-001 | Fire Alarm Control Panel |  |  | 166-01074.00 |  | 1
| Simplex.. |  | 4020
167-FAP-001 | Main Fire Panel |  |  | 167-01030.10 |  | 1
| Auto Call |  | MDK-2 | 8236-379
| FAT |  | PM - Monthly Fire Alarm/Fire Protection System Test | 1 | Month | 2016-10-03
169-FAP-001 | Fire Panel |  |  | 169-LOBBY
| Simplex.. |  | 4100O
| FAT |  | PM - Monthly Fire Alarm/Fire Protection System Test | 1 | Month | 2016-10-03
188-FAP-001 | Fire Alarm Control Panel |  |  |  |  | 1
189-FAP-001 | Fire Panel |  |  |  |  | 1
193-FAP-001 | Fire Panel |  |  |  |  | 1
| FAT |  | PM - Monthly Fire Alarm/Fire Protection System Test | 1 | Month | 2016-10-03
196-FAP-001 | Fire Panel |  |  |  |  | 1
203-FAP-001 | Fire Panel |  |  |  |  | 1
| Simplex.. |  | 4010
209-FAP-001 | Fire Alarm Control Panel (Gamewell) Rm 122 |  |  | 209-BLDG-Entire Building |  | 1
Gamewell
499-FAP-001 | Fire Alarm Control Panel (Gamewell) |  |  |  |  | 1
| FAT |  | PM - Monthly Fire Alarm/Fire Protection System Test | 1 | Month | 2016-10-03
504-FAP-001 | Fire Panel |  |  |  |  | 1
| Simplex.. |  | 4005
| FAT |  | PM - Monthly Fire Alarm/Fire Protection System Test | 1 | Month | 2016-10-03
507-FAP-001 | Fire Alarm Panel (Notifier) |  |  |  |  | 1
509-FAP-001 | Fire Panel |  |  |  |  | 1
| FAT |  | PM - Monthly Fire Alarm/Fire Protection System Test | 1 | Month | 2016-10-03
510-FAP-001 | Fire Panel |  |  | 510-00001.00 |  | 1
| Simplex.. |  | 4010 | H74657
| FAT |  | PM - Monthly Fire Alarm/Fire Protection System Test | 1 | Month | 2016-10-03
511-FAP-001 | Fire Panel |  |  |  |  | 1
527-FAP-001 | Fire Panel |  |  |  |  | 1
603-FAP-001 | Fire Alarm Control Panel |  |  |  |  | 1
| Simplex.. |  | Simplex Model 4100
608-FAP-001 | Fire Alarm Control Panel |  |  |  |  | 1
| Simplex.. |  | Simplex Model 4100U
609-FAP-001 | Fire Alarm Control Panel |  |  |  |  | 1
| Simplex.. |  | Simplex Model 4010
611-FAP-001 | Fire Alarm Control Panel (Edwards) |  |  |  |  | 1
612-FAP-001 | Fire Alarm Control Panel (Edwards) |  |  |  |  | 1
4120/4009
620-FAP-001 | Fire Alarm Control Panel |  |  |  |  | 1
| FAT |  | PM - Monthly Fire Alarm/Fire Protection System Test | 1 | Month | 2016-10-03
629-FAP-001 | Fire Alarm Control Panel |  |  |  |  | 1
FCI Atrium Smoke Panel
637-FAP-001 | Fire Alarm Control Panel |  |  |  |  | 1
| Simplex.. |  | Simplex Model 4100U
992-FAP-001 | Fire Alarm Control Panel |  |  |  |  | 1
| Simplex.. |  | Simplex Model 2110
Total | [5 empty] | 77
Fire Pump System
001-FP-001 | Fire Pump (Main) |  |  | 001-00002.00 |  | 1
| ITT AC PUMP |  | Split Case Type 393H 8100 | 961-85794-01-01
| FAT |  | PM - Monthly Fire Alarm/Fire Protection System Test | 1 | Month | 2016-10-03
001-FP-002 | Fire Pump (Jockey) |  |  | 001-00002.00 |  | 1
| Grundfos |  | CR 2-70 U-G-A-BUBE | C40000067 P1 9545
001-FPS-004 | Fire Pump System (DEACTIVATED) |  |  | 001-00002.00 |  | 1
ITT AC PUMP
005-FPS-001 | Fire Pump System |  |  | 005-00022.00 |  | 1
Auto Call
006-FP-001 | Fire PUMP |  |  | 006-00018.00 |  | 1
| FAT |  | PM - Monthly Fire Alarm/Fire Protection System Test | 1 | Month | 2016-10-03
007-FP-001 | Fire Pump System, Main Pump |  |  | 007-SB47 |  | 1
| ITT AC PUMP |  |  | 05-043020-01-01/OK9140
| FAT |  | PM - Monthly Fire Alarm/Fire Protection System Test | 1 | Month | 2016-10-03
007-FP-002 | Fire Pump System, Jockey Pump |  |  | 007-SB47 |  | 1
| Grundfos |  | A96082127-P20510097 | CR-1-10-U-FGJ-A-E-MQQE
025-FP-001 | Fire Pump (Main) |  |  | 025-00050.03 |  | 1
| ITT AC PUMP |  | 393H 8100 | 00-031232-01-01
| FAT |  | PM - Monthly Fire Alarm/Fire Protection System Test | 1 | Month | 2016-10-03
025-FP-002 | Fire Pump (Jockey) |  |  | 025-00050.03 |  | 1
| Grundfos |  | C40006065 P1 9920
034-FP-001 | Fire Pump (Main) |  |  | 034-00061.00 |  | 1
| Peerless Pumps |  | 4ABF10 | 319409
034-FP-002 | Fire Pump (Jockey) |  |  | 034-00061.00 |  | 1
| Peerless Pumps |  | 3 | 319410
036-FP-001 | Fire Pump (Main) |  |  | 036-00010.00 |  | 1
| ITT AC PUMP |  | SplitCase | 911-82601-01-01
| FAT |  | PM - Monthly Fire Alarm/Fire Protection System Test | 1 | Month | 2016-10-03
036-FP-002 | Fire Pump (Jockey) |  |  | 036-00010.00 |  | 1
| Peerless Pumps |  | J65E | A4A2678527
062-FP-001 | Fire Pump (Main) |  |  | 062-01414.00 |  | 1
| Grundfos |  | N/A | FP-C2551
| FAT |  | PM - Monthly Fire Alarm/Fire Protection System Test | 1 | Month | 2016-10-03
062-FP-002 | Fire Pump (Jockey) |  |  | 062-01414.00 |  | 1
| Grundfos |  | D9424 | NA
065-FP-001 | Main Fire Pump |  |  | 065-00115.00 |  | 1
| Simplex.. |  | KSJY | 79130370-1-1
| FAT |  | PM - Monthly Fire Alarm/Fire Protection System Test | 1 | Month | 2016-10-03
065-FP-002 | Jockey Fire Pump |  |  | 065-00115.00 |  | 1
| Simplex.. |  | C400000F19850 | NA
067-FP-001 | Fire Pump System |  |  | 067-00014.00 |  | 1
| FAT |  | PM - Monthly Fire Alarm/Fire Protection System Test | 1 | Month | 2016-10-03
071-FP-001 | Fire Pump (Main) |  |  | 071-BASEMENT |  | 1
| Allis-Chalmers |  | Type 8000 | 891-81596-01-01
071-FP-002 | Fire Pump (Jockey) |  |  | 071-BASEMENT |  | 1
078-FPS-001 | Fire System |  |  |  |  | 1
082-FP-001 | Fire Pump (Main) |  |  | 082-00101.00 |  | 1
| ITT AC PUMP |  | 7L83 | 02-035712-01-01/QK4313
| FAT |  | PM - Monthly Fire Alarm/Fire Protection System Test | 1 | Month | 2016-10-03
082-FP-002 | FIRE Pump (Jockey) |  |  | 082-00101.00 |  | 1
| Grundfos |  | D40000066P1015142517 | CRA-604-G-A-A44E
089-FP-001 | Main Fire Pump |  |  | 089-00154.00 |  | 2
| ITT AC PUMP |  | NA | 901-94473-01-01
| FAT |  | PM - Monthly Fire Alarm/Fire Protection System Test | 1 | Month | 2016-10-03
090-FP-001 | Main Fire Pump (serves Office & Lab Wing) |  |  | 090-04116.00 |  | 2
| Allis-Chalmers |  | 6X5 KSI7 | 854-93366-01-01
| FAT |  | PM - Monthly Fire Alarm/Fire Protection System Test | 1 | Month | 2016-10-03
090-FP-002 | Jockey Fire Pump (serves Office & Lab Wing) |  |  | 090-04116.00 |  | 1
| Metron |  | PROCON
090-FP-541 | Main Fire Pump (serves EDC Bldg only) |  |  | 090-00520.00 |  | 2
| Allis-Chalmers |  | 8100 | 08-050894-01-01-QKF091
090-FP-542 | Jockey Fire Pump (serves EDC Bldg Only) |  |  | 090-00520.00 |  | 1
| Grundfos |  | A96082127-P20745231 | CR1-10-A-FG-1-E-HQQE
090-FPS-001 | Cardox CO2 Fire Suppression Tank |  |  | 090-00339.00 |  | 1
096-FP-001 | Fire Pump (Main) |  |  | 096-00530.00 |  | 1
| ITT AC PUMP |  | NA | 96-211 338-01-01
| FAT |  | PM - Monthly Fire Alarm/Fire Protection System Test | 1 | Month | 2016-10-03
096-FP-002 | Fire Pump (Jockey) |  |  | 096-00530.00 |  | 1
| AO Smith |  |  | 316P497
096-FPS-002** | Halon Fire Suppression System (Outside Contractor) |  |  | 096-00520.00 |  | 1
Total PAC
096-FPS-004 | Fire System 2-Way Valve |  |  | 096-BASEMENT |  | 1
CSC
104-FP-001 | Fire Pump |  |  | 104-00145.00 |  | 1
| ITT AC PUMP |  |  | 02-037272-01/QK53L6
| FAT |  | PM - Monthly Fire Alarm/Fire Protection System Test | 1 | Month | 2016-09-19
104-FP-002 | Jockey Fire Pump |  |  | 104-00145.00 |  | 1
Baldor
115-FP-001 | Main Fire Pump |  |  | 115-00101.00 |  | 1
| ITT AC PUMP |  | 8100 | 01-035147-01-01/QX1115
| FAT |  | PM - Monthly Fire Alarm/Fire Protection System Test | 1 | Month | 2016-09-19
115-FP-002 | Jockey Fire Pump |  |  | 115-00101.00 |  | 1
| Grundfos |  | D-40000068-P10112-U5760 | CR2-08-U-G-A-AUUE
127-FP-001 | Fire Pump, Main |  |  | 127-00158.00 |  | 1
| ITT AC PUMP |  | 393H 9100 | 04-040456-01-01/QK7393
| FAT |  | PM - Monthly Fire Alarm/Fire Protection System Test | 1 | Month | 2016-09-19
127-FP-002 | Fire Pump, Jockey |  |  | 127-00158.00 |  | 1
| Procon |  |  | 316P497
130-FP-001 | Fire Pump (Main) |  |  | 130-01077.10 |  | 1
| Joslyn Clark |  | 3B184-4 | C10630
| FAT |  | PM - Monthly Fire Alarm/Fire Protection System Test | 1 | Month | 2016-10-03
134-FP-001 | Fire Pump, Main |  |  | 134-MECH ROOM |  | 1
| A.O. Smith |  | 73-81650 | 4-481-110
| FAT |  | PM - Monthly Fire Alarm/Fire Protection System Test | 1 | Month | 2016-09-19
134-FP-002 | Fire pump (Jockey) |  |  | 134-MECH ROOM |  | 1
| Deming Division |  | 5152 | l-032857-50
136-FP-001 | FIRE PUMP |  |  | 136-BOILER A |  | 1
| S.A. Comunale Co. |  | HYDRAULIC TYPE
155-FP-001 | Fire Pump (Main) |  |  | 155-00005.00 |  | 1
| Aurora |  | 4534 | 04-1119487
| FAT |  | PM - Monthly Fire Alarm/Fire Protection System Test | 1 | Month | 2016-10-03
155-FP-002 | Fire Pump (Jockey) |  |  | 155-00005.00 |  | 1
| Grundfos |  | A9608424p1042945257 | U-FGJA-E-HQQE
166-FP-001 | FIRE PUMP (MAIN) |  |  | 166-01074.00 |  | 1
| ITT AC PUMP |  | 8100 S-5 | 96-205854-01-01
| FAT |  | PM - Monthly Fire Alarm/Fire Protection System Test | 1 | Month | 2016-10-03
166-FP-002 | FIRE PUMP (JOCKEY) |  |  | 166-01074.00 |  | 1
| Procon |  | NONE | CO1304X
189-FP-001 | Fire Pump (Main) |  |  | 189-BASEMENT |  | 1
| Aurora |  |  | 70-80211
| FAT |  | PM - Monthly Fire Alarm/Fire Protection System Test | 1 | Month | 2016-10-03
189-FP-002 | Fire Pump (Jockey) |  |  | 189-BASEMENT |  | 1
05-1182977
209-FP-001 | Fire Pump (Main) |  |  | 209-00118.00 |  | 1
209-FP-002 | Fire Pump (Jockey) |  |  | 209-00118.00 |  | 1
499-FP-001 | Fire Pump (Main) |  |  | 499-METER RM |  | 1
| ITT AC PUMP |  | 7L83 | 05-043261-05-01/QX1654
499-FP-002 | Fire Pump (Jockey) |  |  | 499-METER RM |  | 1
| Grundfos |  | A96082133-P20520013 | N/A
507-FP-001 | Fire pump (Main) |  |  | 507-00087.01 |  | 1
| ITT AC PUMP |  | 393H 8100 | 941-84633-01-01
| FAT |  | PM - Monthly Fire Alarm/Fire Protection System Test | 1 | Month | 2016-09-19
507-FP-002 | FIRE PUMP (JOCKEY) |  |  | 507-00087.01 |  | 1
Procon
603-FP-001 | Fire Pump (Main) |  |  | 603-00130.00 |  | 1
| ITT AC PUMP |  | 8100 8X6X18F | 00--32636-01-01
| FAT |  | PM - Monthly Fire Alarm/Fire Protection System Test | 1 | Month | 2016-10-03
603-FP-002 | Fire Pump (Jockey) |  |  | 603-00130.00 |  | 1
| Grundfos |  | CR2-80 U-S-A-AUUE | C40006068 P1 0031 US670
608-FP-001 | Fire Pump (Main) |  |  |  |  | 1
| FAT |  | PM - Monthly Fire Alarm/Fire Protection System Test | 1 | Month | 2016-10-03
608-FP-002 | Fire Pump (Jockey) |  |  |  |  | 1
609-FP-001 | Fire Pump |  |  | 609-B10 |  | 1
| Aurora |  | 5-481-15 | 7180568
| FAT |  | PM - Monthly Fire Alarm/Fire Protection System Test | 1 | Month | 2016-10-03
609-FP-002 | FIRE PUMP (JOCKEY) |  |  | 609-00010.00 |  | 1
611-FP-001 | Fire Pump (MAIN) |  |  | 611-00011.00 |  | 1
| Allis-Chalmers |  | 204-117-502 | 816-2372-1
| FAT |  | PM - Monthly Fire Alarm/Fire Protection System Test | 1 | Month | 2016-10-03
612-FP-001 | Fire Pump, Main |  |  | 612-00100.00 |  | 1
| ITT AC PUMP |  | 5AF 10 | 05-044721-01-01 GKA 395
| FAT |  | PM - Monthly Fire Alarm/Fire Protection System Test | 1 | Month | 2016-10-03
612-FP-002 | Fire Pump, Jockey |  |  | 612-00100.00 |  | 1
| Peerless Pumps |  | PB1X2X8-S | 362266
620-FPS-001 | Manual Transfer Pump for Head Tank |  |  | 620-BSMNT |  | 1
| Aurora |  | 3U1-BF | 126087A1
629-FP-001 | Fire Pump (MAIN) |  |  | 629-00257.00 |  | 1
| Allis-Chalmers |  | KSJF | 881-80940-01-01
| FAT |  | PM - Monthly Fire Alarm/Fire Protection System Test | 1 | Month | 2016-10-03
629-FP-002 | Fire Pump (JOCKEY) |  |  |  |  | 1
| Teel |  | 501142 | 71000351
637-FP-001 | FIRE PUMP (MAIN) |  |  | 637-00134.00 |  | 1
| Aurora |  | 5-481-15 | 71-80459
| FAT |  | PM - Monthly Fire Alarm/Fire Protection System Test | 1 | Month | 2016-10-03
637-FP-002 | FIRE PUMP (JOCKEY) |  |  | 637-00134.00 |  | 1
| Gould |  | NO TAG | 56T340490AR
992-FP-001 | Fire Pump, Main |  |  | 992-G-26 |  | 1
| Clark Fire Controller |  | M404451DS702500 | 96616-13-1
Total | [5 empty] | 70
Fire Suppression
071-FP-003 | Fire Suppression Sytem (Records Room) |  |  | 071-BASEMENT |  | 2
071-FP-004 | Fire Suppression Sytem (Basement) |  |  | 071-BASEMENT |  | 2
071-FP-005 | Fire Suppression Sytem (4th Floor) |  |  | 071-4TH FLR |  | 2
071-FSS-001 | Basement FM200 System |  |  | 071-00009.00 |  | 1
071-FSS-002 | 4th Floor FM200 System |  |  | 071-04100.00 |  | 1
096-FPS-001 | HALON FIRE SUPRESSION SYSTEMS |  |  | 096-00520.00 |  | 0
Total PAC
096-FPS-003 | FIRE SYSTEM TWO WAY VALVE |  |  | 096-000150.00 |  | 0
CSC
Total | [5 empty] | 7
Flash Tank
080-TANK-004 | Flash Tank |  |  | 080-BSMNT |  | 0
Total | [5 empty] | 1
FLOOR MACHINE
039-FM | SANITAIRE |  |  | 039-CLOS-454 |  | 1
| SANITAIRE BUFFER |  | O204 | 1806
155--FM | SELECTINE-20 |  |  | 155-CUST CLOS |  | 1
| NA |  | KF20SL | 983278453 295813
Total | [5 empty] | 2
Forced Air Furnace
028-SAF-003 | Forced Air Furnace (Stat Room 207) |  |  | 028-BASEMENT |  | 1
| Trane. |  | TXC060P5HPBO
| PREFILTERS |  | Replace PRE-filters | 6 | Month | 2016-08-01
028-SAF-004 | Forced Air Furnace (Stat Room 200) |  |  | 028-BASEMENT |  | 1
Trane.
| PREFILTERS |  | Replace PRE-filters | 6 | Month | 2016-08-01
028-SAF-005 | Forced Air Furnace (Stat Room 202) |  |  | 028-BASEMENT |  | 1
| Trane. |  | TXC060P5HPBO
| PREFILTERS |  | Replace PRE-filters | 6 | Month | 2016-08-01
028-SAF-006 | Forced Air Furnace (Stat Room 100) |  |  | 028-BASEMENT |  | 1
| Trane. |  | TXC042B4HPA1
| PREFILTERS |  | Replace PRE-filters | 6 | Month | 2016-08-01
033-HVU-001 | Forced Air Furnace 1 (w/AC and Humidifier) |  |  | 033-BASEMENT |  | 1
Lenox
| W990010 |  | PM - Forced Air Furnace (Jacob House) - Summer | 1 | Year | 2016-04-03
033-HVU-001 | Forced Air Furnace 1 (w/AC and Humidifier) |  |  | 033-BASEMENT |  | 1
Lenox
| W990011 |  | PM - Forced Air Furnace (Jacob House) - Winter | 1 | Year | 2016-09-01
033-HVU-002 | Forced Air Furnace 2 (w/AC and Humidifier) |  |  | 033-BASEMENT |  | 1
Lenox
| W990010 |  | PM - Forced Air Furnace (Jacob House) - Summer | 1 | Year | 2016-04-03
033-HVU-002 | Forced Air Furnace 2 (w/AC and Humidifier) |  |  | 033-BASEMENT |  | 1
Lenox
| W990011 |  | PM - Forced Air Furnace (Jacob House) - Winter | 1 | Year | 2016-09-01
033-HVU-003 | Forced Air Furnace 3 (w/AC and Humidifier) |  |  | 033-ATTIC |  | 1
Lenox
| W990010 |  | PM - Forced Air Furnace (Jacob House) - Summer | 1 | Year | 2016-04-03
033-HVU-003 | Forced Air Furnace 3 (w/AC and Humidifier) |  |  | 033-ATTIC |  | 1
Lenox
| W990011 |  | PM - Forced Air Furnace (Jacob House) - Winter | 1 | Year | 2016-09-01
504-GFF-001 | Natural Gas Furnace (Conference Room 150) |  |  | 504-00150.00 |  | 1
| Carrier |  | 58SX060-GG-1 | 2389A07005
| W990023 |  | Gas Fired Furnace | 6 | Month | 2016-09-19
504-GFF-002 | Natural Gas Furnace (Conference Room 150) |  |  | 504-00147.00 |  | 1
| Carrier |  | 58SX060-GG-1 | 2389A6988
| W990023 |  | Gas Fired Furnace | 6 | Month | 2016-09-19
504-GFF-003 | Natural Gas Furnace (Conference Room 150) |  |  | 504-00145.20 |  | 1
| Carrier |  | PG9MAB036060ACSA | 4810A4728
| W990023 |  | Gas Fired Furnace | 6 | Month | 2016-09-19
504-GFF-004 | Natural Gas Furnace (Conference Room 150) |  |  | 504-00043.00 |  | 1
| Carrier |  | 58SX060-GG-1 | 2589A11523
| W990023 |  | Gas Fired Furnace | 6 | Month | 2016-09-19
Total | [5 empty] | 14
Fresh Air Intake Screens
043-AHU-INT | Fresh Air Intake Screens and Grill |  |  | 043-OUTSIDE |  | 0
| W990012 |  | PM - Outside/Fresh Air Intake Screens | 2 | Month | 2016-10-03
Total | [5 empty] | 1
Fume Hood
007-FH-130.1 | Fume Hood 1, Room 130 |  |  | 007-00130.00 |  | 1
089-FH-0244 | Fume Hood 0244 |  |  | 089-00244.00 |  | 1
Total | [5 empty] | 2
Generator
003-GEN-001 | Emergency Generator |  |  |  |  | 0
| ENG-GEN |  | Generator Maintenance, Monthly | 1 | Month | 2016-10-03
003-GEN-001 | Emergency Generator |  |  |  |  | 0
| ELEC140 |  | Generator Test | 1 | Month | 2016-10-03
005-GEN-001 | Emergency Generator |  |  |  |  | 0
| ELEC140 |  | Generator Test | 1 | Month | 2016-10-03
005-GEN-001 | Emergency Generator |  |  |  |  | 0
| ENG-GEN |  | Generator Maintenance, Monthly | 1 | Month | 2016-10-03
006-GEN-001 | Emergency Generator |  |  |  |  | 0
| ELEC140 |  | Generator Test | 1 | Month | 2016-10-03
006-GEN-001 | Emergency Generator |  |  |  |  | 0
| ENG-GEN |  | Generator Maintenance, Monthly | 1 | Month | 2016-10-03
007-GEN-001 | Back Up Generator 1, East |  |  | 007-EAST LAWN |  | 0
| Caterpillar |  | 3516b
| ENG-GEN |  | Generator Maintenance, Monthly | 1 | Month | 2016-10-03
007-GEN-001 | Back Up Generator 1, East |  |  | 007-EAST LAWN |  | 0
| Caterpillar |  | 3516b
| ELEC140 |  | Generator Test | 1 | Month | 2016-10-03
007-GEN-002 | Back Up Generator 2, West |  |  | 007-WEST LAWN |  | 0
| Caterpillar |  | 3516B
| ENG-GEN |  | Generator Maintenance, Monthly | 1 | Month | 2016-10-03
007-GEN-002 | Back Up Generator 2, West |  |  | 007-WEST LAWN |  | 0
| Caterpillar |  | 3516B
| ELEC140 |  | Generator Test | 1 | Month | 2016-10-03
034-GEN-001 | Emergency Generator |  |  |  |  | 0
| ENG-GEN |  | Generator Maintenance, Monthly | 1 | Month | 2016-10-03
034-GEN-001 | Emergency Generator |  |  |  |  | 0
| ELEC140 |  | Generator Test | 1 | Month | 2016-10-03
048-GEN-001 | 60kw Back Up Generator (Biophysical Lab 011 & Server Rm 207 Only) |  |  |  |  | 3
| Generac |  | 13567720100 | 2113001
| ELEC140 |  | Generator Test | 1 | Month | 2016-10-03
048-GEN-001 | 60kw Back Up Generator (Biophysical Lab 011 & Server Rm 207 Only) |  |  |  |  | 3
| Generac |  | 13567720100 | 2113001
| ENG-GEN |  | Generator Maintenance, Monthly | 1 | Month | 2016-10-03
060-GEN-001 (Towable) | Emergency Generator |  |  |  |  | 0
| Onan |  | 60D6CB40236F | A910367958
| ELEC140 |  | Generator Test | 2 | Month | 2016-09-14
060-GEN-001 (Towable) | Emergency Generator |  |  |  |  | 0
| Onan |  | 60D6CB40236F | A910367958
| ENG-GEN |  | Generator Maintenance, Monthly | 2 | Month | 2016-09-14
060-GEN-001A | Emergency Generator |  |  | 060-GARAGE |  | 0
| ENG-GEN |  | Generator Maintenance, Monthly | 1 | Month | 2016-10-03
060-GEN-001A | Emergency Generator |  |  | 060-GARAGE |  | 0
| ELEC140 |  | Generator Test | 1 | Month | 2016-10-03
060-GEN-001B | Emergency Generator |  |  | 060-GARAGE |  | 0
| ELEC140 |  | Generator Test | 1 | Month | 2016-10-03
060-GEN-001B | Emergency Generator |  |  | 060-GARAGE |  | 0
| ENG-GEN |  | Generator Maintenance, Monthly | 1 | Month | 2016-10-03
066-GEN-001 | Emergency Generator |  |  | 066-00119.02 |  | 1
| Cummins |  | CC434F | P8844/8
| ENG-GEN |  | Generator Maintenance, Monthly | 1 | Month | 2016-10-03
066-GEN-001 | Emergency Generator |  |  | 066-00119.02 |  | 1
| Cummins |  | CC434F | P8844/8
| ELEC140 |  | Generator Test | 1 | Month | 2016-10-03
089-GEN-001 | Emergency Generator |  |  | 089-LAWN |  | 1
| Caterpillar |  | 3512B
| ELEC140 |  | Generator Test | 1 | Month | 2016-10-03
089-GEN-001 | Emergency Generator |  |  | 089-LAWN |  | 1
| Caterpillar |  | 3512B
| ENG-GEN |  | Generator Maintenance, Monthly | 1 | Month | 2016-10-03
089-GEN-002 | Emergency Generator |  |  | 089-LAWN |  | 1
| Caterpillar |  | 3512B
090-GEN-001 | Emergency Generator (serves Office Wing Cleanroom Only) |  |  | 090-ROOF |  | 0
| Generac |  | 2775760100 | 2070462
| ENG-GEN |  | Generator Maintenance, Monthly | 1 | Month | 2016-10-03
090-GEN-001 | Emergency Generator (serves Office Wing Cleanroom Only) |  |  | 090-ROOF |  | 0
| Generac |  | 2775760100 | 2070462
| ELEC140 |  | Generator Test | 1 | Month | 2016-10-03
090-GEN-002 | EDC Emergency Generator (EDC Life Safety/Fire Pump) |  |  |  |  | 1
Generac
| ELEC140 |  | Generator Test | 1 | Month | 2016-10-03
090-GEN-002 | EDC Emergency Generator (EDC Life Safety/Fire Pump) |  |  |  |  | 1
Generac
| ENG-GEN |  | Generator Maintenance, Monthly | 1 | Month | 2016-10-03
090-GEN-003 | Engineering Full Bldg Load Generator (Installed 2015) |  |  |  |  | 1
Generac
| ELEC140 |  | Generator Test | 1 | Month | 2016-10-03
090-GEN-003 | Engineering Full Bldg Load Generator (Installed 2015) |  |  |  |  | 1
Generac
| ENG-GEN |  | Generator Maintenance, Monthly | 1 | Month | 2016-10-03
104-GEN-001 | Emergency Generator |  |  | 104-00100.00 |  | 0
| Generac |  | 572RSL4025 | WA-532538-1002
| ELEC140 |  | Generator Test | 1 | Month | 2016-10-03
104-GEN-001 | Emergency Generator |  |  | 104-00100.00 |  | 0
| Generac |  | 572RSL4025 | WA-532538-1002
| ENG-GEN |  | Generator Maintenance, Monthly | 1 | Month | 2016-10-03
127-GEN-001 | Emergency Generator |  |  |  |  | 0
| Generac |  | 4576060300 | 2080401
| ELEC140 |  | Generator Test | 1 | Month | 2016-10-03
127-GEN-001 | Emergency Generator |  |  |  |  | 0
| Generac |  | 4576060300 | 2080401
| ENG-GEN |  | Generator Maintenance, Monthly | 1 | Month | 2016-10-03
127-GEN-002 | Emergency Generator |  |  |  |  | 0
| Generac |  | 4576060400 | 2080379
| ELEC140 |  | Generator Test | 1 | Month | 2016-10-03
127-GEN-002 | Emergency Generator |  |  |  |  | 0
| Generac |  | 4576060400 | 2080379
| ENG-GEN |  | Generator Maintenance, Monthly | 1 | Month | 2016-10-03
127-GEN-003 | Emergency Generator |  |  |  |  | 0
| Generac |  | 4576060800 | 2080439
| ELEC140 |  | Generator Test | 1 | Month | 2016-10-03
127-GEN-003 | Emergency Generator |  |  |  |  | 0
| Generac |  | 4576060800 | 2080439
| ENG-GEN |  | Generator Maintenance, Monthly | 1 | Month | 2016-10-03
127-GEN-004 | Emergency Generator |  |  |  |  | 0
| Generac |  | 4576060900 | 2080434
| ELEC140 |  | Generator Test | 1 | Month | 2016-10-03
127-GEN-004 | Emergency Generator |  |  |  |  | 0
| Generac |  | 4576060900 | 2080434
| ENG-GEN |  | Generator Maintenance, Monthly | 1 | Month | 2016-10-03
130-GEN-001 | Emergency Generator |  |  | 130-Lawn |  | 0
| Onan |  | 350DFN | L334750
| ELEC140 |  | Generator Test | 1 | Month | 2016-10-03
130-GEN-001 | Emergency Generator |  |  | 130-Lawn |  | 0
| Onan |  | 350DFN | L334750
| ENG-GEN |  | Generator Maintenance, Monthly | 1 | Month | 2016-10-03
169-GEN-001 | Emergency Generator |  |  | 169-ROOF |  | 0
| ELEC140 |  | Generator Test | 1 | Month | 2016-10-03
169-GEN-001 | Emergency Generator |  |  | 169-ROOF |  | 0
| ENG-GEN |  | Generator Maintenance, Monthly | 1 | Month | 2016-10-03
193-GEN-001 | Emergency Generator |  |  | 193-BOILER RM |  | 0
| Cummins |  | 0133056/02(018) | HCIG34G1L
| ENG-GEN |  | Generator Maintenance, Monthly | 1 | Month | 2016-10-03
193-GEN-001 | Emergency Generator |  |  | 193-BOILER RM |  | 0
| Cummins |  | 0133056/02(018) | HCIG34G1L
| ELEC140 |  | Generator Test | 1 | Month | 2016-10-03
193-GEN-002 | Emergency Generator |  |  |  |  | 0
Cummins
| ELEC140 |  | Generator Test | 1 | Month | 2016-10-03
193-GEN-002 | Emergency Generator |  |  |  |  | 0
Cummins
| ENG-GEN |  | Generator Maintenance, Monthly | 1 | Month | 2016-10-03
193-GEN-003 | Emergency Generator |  |  |  |  | 0
Cummins
| ELEC140 |  | Generator Test | 1 | Month | 2016-10-03
193-GEN-003 | Emergency Generator |  |  |  |  | 0
Cummins
| ENG-GEN |  | Generator Maintenance, Monthly | 1 | Month | 2016-10-03
193-GEN-004 | Emergency Generator |  |  |  |  | 0
Cummins
| ENG-GEN |  | Generator Maintenance, Monthly | 1 | Month | 2016-10-03
193-GEN-004 | Emergency Generator |  |  |  |  | 0
Cummins
| ELEC140 |  | Generator Test | 1 | Month | 2016-10-03
195-GEN-001 SPARE from TechTwn | Emergency Generator (AT MATTHAEI) |  |  |  |  | 0
| Generac |  | 24665601000 | SD0300-K3612.0018EPVVC
| ELEC140 |  | Generator Test | 1 | Month | 2016-09-26
195-GEN-001 SPARE from TechTwn | Emergency Generator (AT MATTHAEI) |  |  |  |  | 0
| Generac |  | 24665601000 | SD0300-K3612.0018EPVVC
| ENG-GEN |  | Generator Maintenance, Monthly | 1 | Month | 2016-09-19
203-GEN-001 | Emergency Generator |  |  |  |  | 1
| Generac |  | 20864140100 | SG0035-G364.3N1BCBYYY
| ELEC140 |  | Generator Test | 1 | Month | 2016-10-03
203-GEN-001 | Emergency Generator |  |  |  |  | 1
| Generac |  | 20864140100 | SG0035-G364.3N1BCBYYY
| ENG-GEN |  | Generator Maintenance, Monthly | 1 | Month | 2016-10-03
209-GEN-001 | Generator (Exterior North) Freezer Farms |  |  | 209-BLDG-Entire Building
3839250100
| ELEC140 |  | Generator Test | 1 | Month | 2016-10-03
209-GEN-001 | Generator (Exterior North) Freezer Farms |  |  | 209-BLDG-Entire Building
3839250100
| ENG-GEN |  | Generator Maintenance, Monthly | 1 | Month | 2016-10-03
209-GEN-002 | Generator (Exterior North) Freezer Farms |  |  | 209-BLDG-Entire Building
3839250100
| ELEC140 |  | Generator Test | 1 | Month | 2016-10-03
209-GEN-002 | Generator (Exterior North) Freezer Farms |  |  | 209-BLDG-Entire Building
3839250100
| ENG-GEN |  | Generator Maintenance, Monthly | 1 | Month | 2016-10-03
209-GEN-003 | Generator (Rm 122- Critical Bldg Systems) |  |  | 209-BLDG-Entire Building
| ENG-GEN |  | Generator Maintenance, Monthly | 1 | Month | 2016-10-03
209-GEN-003 | Generator (Rm 122- Critical Bldg Systems) |  |  | 209-BLDG-Entire Building
| ELEC140 |  | Generator Test | 1 | Month | 2016-10-03
209-GEN-004 | Generator (Rm 122- Critical Bldg Systems) |  |  | 209-BLDG-Entire Building
| ELEC140 |  | Generator Test | 1 | Month | 2016-10-03
209-GEN-004 | Generator (Rm 122- Critical Bldg Systems) |  |  | 209-BLDG-Entire Building
| ENG-GEN |  | Generator Maintenance, Monthly | 1 | Month | 2016-10-03
211-GEN-001 | Generator |  |  | 211-BLDG
3839250100
| ELEC140 |  | Generator Test | 1 | Month | 2016-10-03
211-GEN-001 | Generator |  |  | 211-BLDG
3839250100
| ENG-GEN |  | Generator Maintenance, Monthly | 1 | Month | 2016-10-03
211-GEN-002 | Generator |  |  | 211-BLDG
| ELEC140 |  | Generator Test | 1 | Month | 2016-10-03
211-GEN-002 | Generator |  |  | 211-BLDG
| ENG-GEN |  | Generator Maintenance, Monthly | 1 | Month | 2016-10-03
501-GEN-001 | Emergency Generator - WDET |  |  |  |  | 0
| Kohler |  | LSG-8751-605-A-HZA3900-0BA | 03346B-19-RK
| ELEC140 |  | Generator Test | 1 | Month | 2016-10-03
501-GEN-001 | Emergency Generator - WDET |  |  |  |  | 0
| Kohler |  | LSG-8751-605-A-HZA3900-0BA | 03346B-19-RK
| ENG-GEN |  | Generator Maintenance, Monthly | 1 | Month | 2016-10-03
507-GEN-001 | Emergency Generator |  |  |  |  | 1
| Kohler |  | 300ROZD71 | 362179
| ELEC140 |  | Generator Test | 1 | Month | 2016-10-03
507-GEN-001 | Emergency Generator |  |  |  |  | 1
| Kohler |  | 300ROZD71 | 362179
| ENG-GEN |  | Generator Maintenance, Monthly | 1 | Month | 2016-10-03
525-GEN-001 | Emergency Generator |  |  |  |  | 0
Kohler
527-GEN-001 | Emergency Generator |  |  |  |  | 0
| ELEC140 |  | Generator Test | 1 | Month | 2016-10-03
527-GEN-001 | Emergency Generator |  |  |  |  | 0
| ENG-GEN |  | Generator Maintenance, Monthly | 1 | Month | 2016-10-03
536-GEN-001 | Back Up Generator |  |  |  |  | 0
| ELEC140 |  | Generator Test | 1 | Month | 2016-10-03
536-GEN-001 | Back Up Generator |  |  |  |  | 0
| ENG-GEN |  | Generator Maintenance, Monthly | 1 | Month | 2016-10-03
603-GEN-001 | Emergency Generator |  |  |  |  | 0
| ELEC140 |  | Generator Test | 1 | Month | 2016-10-03
603-GEN-001 | Emergency Generator |  |  |  |  | 0
| ENG-GEN |  | Generator Maintenance, Monthly | 1 | Month | 2016-10-03
608-GEN-001 | Emergency Generator |  |  |  |  | 0
| ELEC140 |  | Generator Test | 1 | Month | 2016-10-03
608-GEN-001 | Emergency Generator |  |  |  |  | 0
| ENG-GEN |  | Generator Maintenance, Monthly | 1 | Month | 2016-10-03
609-GEN-001 | Emergency Generator |  |  |  |  | 1
| Kohler |  | 7M4046BK | WA-535017-0503
| ELEC140 |  | Generator Test | 1 | Month | 2016-10-03
609-GEN-001 | Emergency Generator |  |  |  |  | 1
| Kohler |  | 7M4046BK | WA-535017-0503
| ENG-GEN |  | Generator Maintenance, Monthly | 1 | Month | 2016-10-03
611-GEN-001 | Emergency Generator |  |  | 611-LAWN |  | 0
| Caterpillar |  | 3512 | 7GM01342
| ELEC140 |  | Generator Test | 1 | Month | 2016-10-03
611-GEN-001 | Emergency Generator |  |  | 611-LAWN |  | 0
| Caterpillar |  | 3512 | 7GM01342
| ENG-GEN |  | Generator Maintenance, Monthly | 1 | Month | 2016-10-03
612-GEN-001 | Back Up Generator 1, North |  |  |  |  | 1
| Caterpillar |  | 3516B
| ELEC140 |  | Generator Test | 1 | Month | 2016-10-03
612-GEN-001 | Back Up Generator 1, North |  |  |  |  | 1
| Caterpillar |  | 3516B
| ENG-GEN |  | Generator Maintenance, Monthly | 1 | Month | 2016-10-03
612-GEN-002 | Back Up Generator 2, South |  |  |  |  | 1
| Caterpillar |  | 3516B
| ENG-GEN |  | Generator Maintenance, Monthly | 1 | Month | 2016-10-03
612-GEN-002 | Back Up Generator 2, South |  |  |  |  | 1
| Caterpillar |  | 3516B
| ELEC140 |  | Generator Test | 1 | Month | 2016-10-03
629-GEN-001 | Emergency Generator 1 (Installed 2015) |  |  |  |  | 0
Cummins
| ELEC140 |  | Generator Test | 1 | Month | 2016-10-03
629-GEN-001 | Emergency Generator 1 (Installed 2015) |  |  |  |  | 0
Cummins
| ENG-GEN |  | Generator Maintenance, Monthly | 1 | Month | 2016-10-03
637-GEN-001 | Roof Generator 14 |  |  | 637-3FL ROOF |  | 0
| Onan |  | 85.0KR-15R | 14484P-02747-65534
| ELEC140 |  | Generator Test | 1 | Month | 2016-10-03
637-GEN-001 | Roof Generator 14 |  |  | 637-3FL ROOF |  | 0
| Onan |  | 85.0KR-15R | 14484P-02747-65534
| ENG-GEN |  | Generator Maintenance, Monthly | 1 | Month | 2016-10-03
637-GEN-002 | Roof Generator 16 |  |  | 637-3FL ROOF |  | 0
| Onan |  | 35.0K5-15R-47777S | A770198422
| ELEC140 |  | Generator Test | 1 | Month | 2016-10-03
637-GEN-002 | Roof Generator 16 |  |  | 637-3FL ROOF |  | 0
| Onan |  | 35.0K5-15R-47777S | A770198422
| ENG-GEN |  | Generator Maintenance, Monthly | 1 | Month | 2016-10-03
Total | [5 empty] | 96
Glycol Water Pump
007-HRP-001 | Heat Recovery Pump 1 |  |  | 007-PENTHOUSE |  | 1
| Bell & Gossett |  | 1510 | 1070P-02
007-HRP-002 | Heat Recovery Pump 2 |  |  | 007-PENTHOUSE |  | 1
| Bell & Gossett |  | 1510 | 1070P-02
090-GP-541 | Glycol Fill Pump (Heating Hot Water System) |  |  | 090-04505.00 |  | 1
Weil Pump Co.
| W990006 |  | PM - Water Booster Pump | 1 | Year | 2016-05-01
090-GP-542 | Glycol Fill Pump (Energy Recovery System) |  |  | 090-04505.00 |  | 1
Weil Pump Co.
| W990006 |  | PM - Water Booster Pump | 1 | Year | 2016-05-01
Total | [5 empty] | 4
Heat Exchanger
001-HEX-001SW | Steam-Water Heat Exchanger SWHX1 |  |  | 001-SUB B |  | 1
| Bell & Gossett |  | SU-144-2 | 95A78366-01-1
| W835101 |  | PM - Heat Exchanger and Economizer | 6 | Month | 2016-06-01
001-HEX-001WW | Water-Water Heat Exchanger WWHX1 |  |  | 001-SUB B |  | 1
| Bell & Gossett |  | GPX678-109 | 95A54207-01-2
| W835101 |  | PM - Heat Exchanger and Economizer | 6 | Month | 2016-06-01
001-HEX-002SW | Steam-Water Heat Exchanger SWHX2 |  |  | 001-SUB B |  | 1
| Bell & Gossett |  | SU-144-2 | 95A78366-01-2
| W835101 |  | PM - Heat Exchanger and Economizer | 6 | Month | 2016-06-01
001-HEX-002WW | Water-Water Heat Exchanger WWHX2 |  |  | 001-SUB B |  | 1
| Bell & Gossett |  | GPX678-109 | 95A54207-01-1
| W835101 |  | PM - Heat Exchanger and Economizer | 6 | Month | 2016-06-01
003-HEX-001 | Heat Exchanger 1 |  |  | 003-00027.00 |  | 1
| W835101 |  | PM - Heat Exchanger and Economizer | 6 | Month | 2016-05-01
005-HEX-001 | Heat Exchanger, Domestic Hot Water |  |  | 005-00022.00 |  | 1
| Patterson - Kelley |  |  | 271593
| W835101 |  | PM - Heat Exchanger and Economizer | 1 | Year | 2015-11-01
007-HEX-001 | Heating Hot Water Heat Exchanger 1 |  |  | 007-SB47 |  | 1
007-HEX-001A | New Heating Hot Water Heat Exchanger 1 |  |  | 007-SB47 |  | 1
007-HEX-002 | Heating Hot Water Heat Exchanger 2 |  |  | 007-SB47 |  | 1
007-HEX-002A | New Heating Hot Water Heat Exchanger 2 |  |  | 007-SB47 |  | 1
016-HEX-001 | Heat Exchanger 1 (Domestic) |  |  | 016-00024.00 |  | 1
| W835101 |  | PM - Heat Exchanger and Economizer | 6 | Month | 2016-05-01
016-HEX-002 | Heat Exchanger 2 |  |  | 016-00024.00 |  | 1
26S17B
| W835101 |  | PM - Heat Exchanger and Economizer | 6 | Month | 2016-05-01
022-HEX-001 | Heat Exchanger 1 |  |  | 022-BSMNT 16 |  | 1
| W835101 |  | PM - Heat Exchanger and Economizer | 6 | Month | 2016-07-01
025-HEX-001 | Hot Water Heat Exchanger 1 |  |  | 025-00060.00 |  | 1
(No Label)
| W835101 |  | PM - Heat Exchanger and Economizer | 6 | Month | 2016-07-01
025-HEX-002 | Hot Water Heat Exchanger 2 |  |  | 025-LOWER LEV |  | 1
(No Label)
| W835101 |  | PM - Heat Exchanger and Economizer | 6 | Month | 2016-07-01
026-HEX-001 | Basement Heat Exchanger ( Serves Basement Perimeter and AHU-4 Preheat Coil) |  |  | 026-00016.00 |  | 1
| W835101 |  | PM - Heat Exchanger and Economizer | 6 | Month | 2016-05-01
026-HEX-002 | Induction Unit Heat Exchanger |  |  | 026-00016.00 |  | 1
| W835101 |  | PM - Heat Exchanger and Economizer | 6 | Month | 2016-06-01
027-HEX-001 | Heat Exchanger |  |  | 027-00027.00 |  | 1
| Alberger Buffalo |  |  | H20732
| W835101 |  | PM - Heat Exchanger and Economizer | 6 | Month | 2016-06-01
027-HEX-002 | Heat Exchanger K (Domestic Water) |  |  | 027-00027.00 |  | 1
| Alberger Buffalo |  |  | H20730
| W835101 |  | PM - Heat Exchanger and Economizer | 6 | Month | 2016-06-01
027-HEX-003 | Heat Exchanger P (Domestic Water) |  |  | 027-00027.00 |  | 1
| Alberger Buffalo |  |  | H20730
| W835101 |  | PM - Heat Exchanger and Economizer | 6 | Month | 2016-06-01
027-HEX-004 | Heat Exchanger (Office Area) |  |  | 027-00011.00 |  | 1
Bell & Gossett
| W835101 |  | PM - Heat Exchanger and Economizer | 6 | Month | 2016-06-01
036-HEX-001 | Heat Exchanger (Old Wing) |  |  | 036-00022.00 |  | 1
| W835101 |  | PM - Heat Exchanger and Economizer | 6 | Month | 2016-06-01
036-HEX-002 | Heat Exchanger (New Wing) |  |  | 036-00022.00 |  | 1
| W835101 |  | PM - Heat Exchanger and Economizer | 6 | Month | 2016-06-01
043-HEX-001 | Heat Exhanger |  |  | 043-BASEMENT |  | 1
| Bell & Gossett |  | (Insulated, No Label) | (Insulated, No Label)
043-HEX-002 | Heat Exhanger |  |  | 043-BASEMENT |  | 1
| Bell & Gossett |  | (Insulated, No Label) | (Insulated, No Label)
046-HEX-002 | Heat Exchanger (HHWS Law School Bldg) |  |  | 046-00410.00 |  | 1
| Bell & Gossett |  | BY526010072001 | 747176-01
| W835101 |  | PM - Heat Exchanger and Economizer | 6 | Month | 2016-06-01
046-HEX-003 | Domestic Hot Water Heat Exchanger (Law Library/Classroom Bldg) |  |  | 046-00410.00 |  | 1
|  |  | SO-65-2 | 203886
| W835101 |  | PM - Heat Exchanger and Economizer | 6 | Month | 2016-06-01
046-HEX-004 | Heat Exchanger HHWS Preheater |  |  | 046-00410.00 |  | 1
Adamson Co.
| W835101 |  | PM - Heat Exchanger and Economizer | 6 | Month | 2016-06-01
048-HEX-001 | Converter (Reheat) |  |  | 048-00018.00 |  | 1
|  |  | (Label Covered) | (Label Covered)
| W835101 |  | PM - Heat Exchanger and Economizer | 6 | Month | 2016-06-01
048-HEX-002 | Converter (Radiant Heat) |  |  | 048-00018.00 |  | 1
| W835101 |  | PM - Heat Exchanger and Economizer | 6 | Month | 2016-06-01
048-HEX-003 | Domestic Hot Water Heat Exhanger |  |  | 048-00018.00 |  | 1
|  |  | (Label Covered) | (Label Covered)
| W835101 |  | PM - Heat Exchanger and Economizer | 6 | Month | 2016-06-01
064-HWH-001 | HEAT EXCHANGER/STEAM BUNDLE |  |  | 064-00008.00 |  | 1
065-PRS-001 | HEAT EXCHANGER - CONVERTER, STEAM REDUCING STATION |  |  |  |  | 1
065-PRS-002 | HEAT EXCHANGER - CONVERTER, STEAM REDUCING STATION |  |  |  |  | 1
068-HEX-001 | Heat Exchanger |  |  | 068-00051.00 |  | 1
068-HEX-002 | WATER COOLED PLATE FRAME EXCHR |  |  | 068-00051.00 |  | 1
071-HEX-001 | Domestic Hot Water w/ Heat Exchanger |  |  | 071-BASEMENT |  | 1
| Graham |  | MM-60 | 93-12777-1
| W835101 |  | PM - Heat Exchanger and Economizer | 1 | Year | 2015-11-01
071-HEX-002 | Heat Exchanger 1 (Hydronic Loop) |  |  | 071-BASEMENT |  | 1
Taco
| W835101 |  | PM - Heat Exchanger and Economizer | 1 | Year | 2015-11-01
071-HEX-003 | Heat Exchanger 2 (Hydronic Loop) |  |  | 071-BASEMENT |  | 1
Taco
| W835101 |  | PM - Heat Exchanger and Economizer | 1 | Year | 2015-11-01
071-HEX-004 | Condenser Shell-Tube Heat Exchangers |  |  | 071-BASEMENT |  | 1
| Baltimore Air Coil. |  | HK-10-7-2-5B
| W835101 |  | PM - Heat Exchanger and Economizer | 1 | Year | 2015-11-01
080-HEX-001 | Heating Hot Water Exchanger |  |  | 080-BSMNT |  | 1
080-HEX-006 | Pool Heater, 450,000 Gallons |  |  | 080-BSMNT |  | 1
090-HEX-001 | Office Wing Heat Exchanger, Heating Water |  |  | 090-04116.00 |  | 1
| W835101 |  | PM - Heat Exchanger and Economizer | 1 | Year | 2015-11-15
090-HEX-003 | Lab Wing Heat Exchanger 3 |  |  | 090-00346.00 |  | 1
| W835101 |  | PM - Heat Exchanger and Economizer | 1 | Year | 2015-11-15
090-HEX-004 | Lab Wing Heat Exchanger 4 |  |  | 090-00346.00 |  | 1
| W835101 |  | PM - Heat Exchanger and Economizer | 1 | Year | 2015-11-15
090-HEX-541 | Engine Test Cell Secondary Process CH Wtr Heat Exchanger (HEX-1) |  |  |  |  | 1
090-HEX-542 | EDC - Engine Test Cell Lab #1539 Heat Exchanger (HEX-2) |  |  |  |  | 1
090-HEX-543 | EDC - Engine Test Cell Lab #1543 Heat Exchanger (HEX-3) |  |  |  |  | 1
090-HEX-544 | EDC - Engine Test Cell Lab #1545 Heat Exchanger (HEX-4) |  |  |  |  | 1
090-HEX-545 | EDC - Engine Test Cell Lab #1551 Heat Exchanger (HEX-5) |  |  |  |  | 1
090-HEX-546 | EDC - Engine Test Cell Lab #1536 Heat Exchanger (HEX-6) |  |  |  |  | 1
090-HEX-547 | EDC - Heating Hot Water System Heat Exchanger 7 |  |  | 090-04505.00 |  | 1
| Bell & Gossett |  | SU143-2
| W835101 |  | PM - Heat Exchanger and Economizer | 6 | Month | 2016-06-01
090-HEX-548 | EDC Heating Hot Water System Heat Exchanger 8 |  |  | 090-04505.00 |  | 1
| Bell & Gossett |  | SU143-2
| W835101 |  | PM - Heat Exchanger and Economizer | 1 | Year | 2015-11-15
096-HEX-001 | HOT WATER HEAT EXCHANGER |  |  | 096-00530.00 |  | 1
| Bell & Gossett |  | BY540900017 | 907430-01
104-HEX-001 | Heat Exchanger for Heat Pump Loop |  |  | 104-00145.00 |  | 1
134-HEX-001 | Heat Exchanger, Heating Hot Water (Gray) |  |  | 134-PENTHOUSE |  | 1
| W835101 |  | PM - Heat Exchanger and Economizer | 1 | Year | 2015-11-01
134-HEX-002 | Heat Exchanger, Absorber/Chill Water (Red) |  |  | 134-PENTHOUSE |  | 1
140-HEX-002 | Heat Exchanger for Herman Nelson System |  |  | 140-00051.00 |  | 1
| Alfa Laval |  | M6-FG | 30103-90927
| W835101 |  | PM - Heat Exchanger and Economizer | 1 | Year | 2015-11-01
150-HEX-001 | Perimeter Heat Exchnager |  |  | 150-00200.00
HEX-1
155-HEX-001 | Heat Exchanger - Perimeter Heating |  |  | 155-BSMNT 1 |  | 1
| W835101 |  | PM - Heat Exchanger and Economizer | 6 | Month | 2016-06-01
155-HEX-002 | Heat Exchanger (Reheat System) |  |  | 155-00601.00
203532 (Manchester)
166-HEX-001 | Heat Exchanger 1, Heating |  |  | 166-01074.00 |  | 1
| W835101 |  | PM - Heat Exchanger and Economizer | 6 | Month | 2016-05-01
167-HEX-001 | Heat Exchanger |  |  | 167-01012.00 |  | 1
| W835101 |  | PM - Heat Exchanger and Economizer | 6 | Month | 2016-05-01
189-HEX-001 | Hot Water Heat Exchanger |  |  | 189-BASEMENT |  | 1
| W835101 |  | PM - Heat Exchanger and Economizer | 6 | Month | 2016-06-01
193-HEX-001 | Heat Exchanger |  |  | 193-00130.00 |  | 1
| W835101 |  | PM - Heat Exchanger and Economizer | 6 | Month | 2016-06-01
193-HEX-002 | Heat Exchanger 2 |  |  | 193-00121.00 |  | 1
| W835101 |  | PM - Heat Exchanger and Economizer | 6 | Month | 2016-06-01
474-HEX-001 | Heat Exchanger, Steam-Hot Water 1 |  |  | 474-00057.00 |  | 1
474-HEX-002 | Heat Exchanger, Steam-Hot Water 2 |  |  | 474-00057.00 |  | 1
499-HEX-006 | Steam Heat Exchanger 2 (Hydronic Reheats, West) |  |  | 499-00010.00 |  | 1
| W835101 |  | PM - Heat Exchanger and Economizer | 6 | Month | 2016-05-01
507-HEX-001 | 2nd-11th Floor Heat Exchanger |  |  | 507-00163.00 |  | 1
| W835101 |  | PM - Heat Exchanger and Economizer | 1 | Year | 2015-11-01
507-HEX-002 | 1st Floor Perimeter & AHU Heat Exchanger |  |  | 507-00163.00 |  | 1
| W835101 |  | PM - Heat Exchanger and Economizer | 1 | Year | 2015-11-01
507-HEX-003 | Domestic Water Heat Exchanger |  |  | 507-00163.00 |  | 1
| W835101 |  | PM - Heat Exchanger and Economizer | 1 | Year | 2015-11-01
510-HEX-001 | Heat Exchanger |  |  | 510-00001.00 |  | 1
| W835101 |  | PM - Heat Exchanger and Economizer | 6 | Month | 2016-07-15
603-HEX-001 | Heat Exchanger 1 |  |  |  |  | 1
| Bell & Gossett |  | SU 146-2 | 756919-01-2
| W835101 |  | PM - Heat Exchanger and Economizer | 6 | Month | 2016-06-01
603-HEX-002 | Heat Exchanger 2 |  |  |  |  | 1
no label
| W835101 |  | PM - Heat Exchanger and Economizer | 6 | Month | 2016-06-01
603-HEX-003* | Heat Exchanger 3 |  |  | 603-04313.00 |  | 1
|  |  | CHX | BN503008024004
| W835101 |  | PM - Heat Exchanger and Economizer | 6 | Month | 2016-06-01
603-HEX-004* | Heat Exchanger 4 |  |  | 603-04313.00 |  | 1
|  |  | CHX | BN503008024004
| W835101 |  | PM - Heat Exchanger and Economizer | 6 | Month | 2016-06-01
608-HEX-004 | Heat Exchanger, Steam-Hot Water |  |  | 608-00069.00 |  | 1
| Bell & Gossett |  | SU-126-2 | HSU00A-1206B
609-ECO-001 | Domestic Hot Water Heater, Economizer |  |  | 609-B60 |  | 1
M09181
| W835101 |  | PM - Heat Exchanger and Economizer | 6 | Month | 2016-06-01
629-HEX-001 | Heat Exchanger 1 |  |  |  |  | 1
| Bell & Gossett |  | B/G SU-123-2 | 88P79115-01-1
| W835101 |  | PM - Heat Exchanger and Economizer | 6 | Month | 2016-05-01
629-HEX-002 | Heat Exchanger 2 |  |  |  |  | 1
| Bell & Gossett |  | B/G SU-123-2 | 88P9115-01-2
| W835101 |  | PM - Heat Exchanger and Economizer | 6 | Month | 2016-05-01
629-HEX-014A | HEAT EXCHANGER |  |  |  |  | 1
B26-80-723-2
629-HEX-014B | HEAT EXCHANGER |  |  |  |  | 1
B26-80-723-2
637-HEX-001 | Heat Exchanger, Hot Water |  |  | 637-00201.00 |  | 1
637-HEX-002 | Heat Exchanger, 3rd Floor Mechanical |  |  | 637-3FL MECH |  | 1
992-HEX-001 | Heat Exchanger 1, 4th Floor Heat Pumps |  |  |  |  | 1
992-HEX-002 | Heat Exchanger 2, 4th Floor Heat Pumps |  |  |  |  | 1
Total | [5 empty] | 87
Heat Pump
068-HP-001 | Heat Pump, HP-1-1 |  |  | 068-1ST FLOOR |  | 1
068-HP-002 | Heat Pump, HP-1-2 |  |  | 068-1ST FLOOR |  | 1
068-HP-003 | Heat Pump, HP-1-3 |  |  | 068-1ST FLOOR |  | 1
068-HP-004 | Heat Pump, HP-1-4 |  |  | 068-1ST FLOOR |  | 1
068-HP-005 | Heat Pump, HP-1-5 |  |  | 068-1ST FLOOR |  | 1
068-HP-006 | Heat Pump, HP-1-6 |  |  | 068-1ST FLOOR |  | 1
068-HP-007 | Heat Pump, HP-1-7 |  |  | 068-1ST FLOOR |  | 1
068-HP-008 | Heat Pump, HP-1-8 |  |  | 068-1ST FLOOR |  | 1
068-HP-009 | Heat Pump, HP-1-9 |  |  | 068-1ST FLOOR |  | 1
068-HP-010 | Heat Pump, HP-1-10 |  |  | 068-1ST FLOOR |  | 1
068-HP-011 | Heat Pump, HP-1-11 |  |  | 068-1ST FLOOR |  | 1
068-HP-012 | Heat Pump, HP-1-12 |  |  | 068-1ST FLOOR |  | 1
068-HP-013 | Heat Pump |  |  | 068-2ND FLOOR |  | 1
068-HP-014 | Heat Pump |  |  | 068-2ND FLOOR |  | 1
068-HP-015 | Heat Pump, Room 266 |  |  | 068-2ND FLOOR |  | 1
068-HP-016 | Heat Pump |  |  | 068-2ND FLOOR |  | 1
068-HP-017 | Heat Pump, Room 233 |  |  | 068-2ND FLOOR |  | 1
068-HP-018 | Heat Pump, Room 226 |  |  | 068-2ND FLOOR |  | 1
068-HP-019 | Heat Pump, Room 231 |  |  | 068-2ND FLOOR |  | 1
068-HP-020 | Heat Pump |  |  | 068-2ND FLOOR |  | 1
068-HP-021 | Heat Pump, Room 221 |  |  | 068-2ND FLOOR |  | 1
068-HP-022 | Heat Pump, Room 222 |  |  | 068-2ND FLOOR |  | 1
068-HP-023 | Heat Pump |  |  | 068-2ND FLOOR |  | 1
068-HP-024 | Heat Pump, Room 209 |  |  | 068-2ND FLOOR |  | 1
068-HP-025 | Heat Pump, Room 268 |  |  | 068-2ND FLOOR |  | 1
068-HP-026 | Heat Pump, Room 203 |  |  | 068-2ND FLOOR |  | 1
068-HP-027 | Heat Pump |  |  | 068-2ND FLOOR |  | 1
068-HP-028 | Heat Pump |  |  | 068-3RD FLOOR |  | 1
068-HP-029 | Heat Pump |  |  | 068-3RD FLOOR |  | 1
068-HP-030 | Heat Pump |  |  | 068-3RD FLOOR |  | 1
068-HP-031 | Heat Pump |  |  | 068-3RD FLOOR |  | 1
068-HP-032 | Heat Pump |  |  | 068-3RD FLOOR |  | 1
068-HP-033 | Heat Pump |  |  | 068-3RD FLOOR |  | 1
068-HP-034 | Heat Pump |  |  | 068-3RD FLOOR |  | 1
068-HP-035 | Heat Pump |  |  | 068-3RD FLOOR |  | 1
068-HP-036 | Heat Pump |  |  | 068-3RD FLOOR |  | 1
068-HP-037 | Heat Pump |  |  | 068-3RD FLOOR |  | 1
068-HP-038 | Heat Pump |  |  | 068-3RD FLOOR |  | 1
068-HP-039 | Heat Pump |  |  | 068-3RD FLOOR |  | 1
068-HP-040 | Heat Pump |  |  | 068-3RD FLOOR |  | 1
071-HP-050-099 | HEAT PUMP |  |  |  |  | 1
Mammoth
071-HWP-001 | Stand Alone Heat Pump 2-139 |  |  | 071-15TH FLR |  | 1
Mammoth
| W990017 |  | PM - Heat Pumps (5057 Woodward) | 6 | Month | 2016-09-26
071-HWP-001-019 | HEAT PUMP |  |  |  |  | 1
| Mammoth |  | EM048-3VTC
071-HWP-005 | Heat Pump 1-142 (Master) |  |  | 071-MEZZANINE |  | 1
Mammoth
| W990017 |  | PM - Heat Pumps (5057 Woodward) | 6 | Month | 2016-06-01
071-HWP-006 | Heat Pump 1-143 (Slave) |  |  | 071-MEZZANINE |  | 1
Mammoth
| W990017 |  | PM - Heat Pumps (5057 Woodward) | 6 | Month | 2016-06-01
071-HWP-007 | Heat Pump 1-145 |  |  | 071-MEZZANINE |  | 1
| FHP |  | EM048-3VTC | HF019175
| W990017 |  | PM - Heat Pumps (5057 Woodward) | 6 | Month | 2016-06-01
071-HWP-008 | Heat Pump 1-144 |  |  | 071-MEZZANINE |  | 1
Mammoth
| W990017 |  | PM - Heat Pumps (5057 Woodward) | 6 | Month | 2016-06-01
071-HWP-009 | Heat Pump 1-51 |  |  | 071-5TH FLR |  | 1
Mammoth
| W990017 |  | PM - Heat Pumps (5057 Woodward) | 6 | Month | 2016-06-01
071-HWP-010 | Heat Pump 1-52 |  |  | 071-5TH FLR |  | 1
Mammoth
| W990017 |  | PM - Heat Pumps (5057 Woodward) | 6 | Month | 2016-06-01
071-HWP-011 | Heat Pump 1-53 |  |  | 071-5TH FLR |  | 1
Mammoth
| W990017 |  | PM - Heat Pumps (5057 Woodward) | 6 | Month | 2016-06-01
071-HWP-012 | Heat Pump 1-54 |  |  | 071-5TH FLR |  | 1
Mammoth
| W990017 |  | PM - Heat Pumps (5057 Woodward) | 6 | Month | 2016-06-01
071-HWP-013 | Heat Pump 1-55 |  |  | 071-5TH FLR |  | 1
Mammoth
| W990017 |  | PM - Heat Pumps (5057 Woodward) | 6 | Month | 2016-06-01
071-HWP-014 | Heat Pump 1-56 |  |  | 071-5TH FLR |  | 1
Mammoth
| W990017 |  | PM - Heat Pumps (5057 Woodward) | 6 | Month | 2016-06-01
071-HWP-015 | Heat Pump 1-57 |  |  | 071-5TH FLR |  | 1
Mammoth
| W990017 |  | PM - Heat Pumps (5057 Woodward) | 6 | Month | 2016-06-01
071-HWP-016 | Heat Pump 1-58 |  |  | 071-5TH FLR |  | 1
Mammoth
| W990017 |  | PM - Heat Pumps (5057 Woodward) | 6 | Month | 2016-06-01
071-HWP-017 | Heat Pump 1-59 |  |  | 071-5TH FLR |  | 1
Mammoth
| W990017 |  | PM - Heat Pumps (5057 Woodward) | 6 | Month | 2016-06-01
071-HWP-018 | Heat Pump 1-60 |  |  | 071-5TH FLR |  | 1
Mammoth
| W990017 |  | PM - Heat Pumps (5057 Woodward) | 6 | Month | 2016-06-01
071-HWP-019 | Heat Pump 1-61 |  |  | 071-5TH FLR |  | 1
Mammoth
| W990017 |  | PM - Heat Pumps (5057 Woodward) | 6 | Month | 2016-06-01
071-HWP-020 | Heat Pump 1-62 |  |  | 071-5TH FLR |  | 1
Mammoth
| W990017 |  | PM - Heat Pumps (5057 Woodward) | 6 | Month | 2016-06-01
071-HWP-020-049 | HEAT PUMP |  |  |  |  | 1
Mammoth
071-HWP-021 | Heat Pump 1-63 |  |  | 071-5TH FLR |  | 1
Mammoth
| W990017 |  | PM - Heat Pumps (5057 Woodward) | 6 | Month | 2016-06-01
071-HWP-022 | Heat Pump 1-64 |  |  | 071-5TH FLR |  | 1
Mammoth
| W990017 |  | PM - Heat Pumps (5057 Woodward) | 6 | Month | 2016-06-01
071-HWP-023 | Heat Pump 1-65 |  |  | 071-5TH FLR |  | 1
Mammoth
| W990017 |  | PM - Heat Pumps (5057 Woodward) | 6 | Month | 2016-06-01
071-HWP-024 | Heat Pump 1-66 |  |  | 071-5TH FLR |  | 1
McQuay
| W990017 |  | PM - Heat Pumps (5057 Woodward) | 6 | Month | 2016-07-01
071-HWP-025 | Heat Pump 1-67 |  |  | 071-5TH FLR |  | 1
McQuay
| W990017 |  | PM - Heat Pumps (5057 Woodward) | 6 | Month | 2016-07-01
071-HWP-026 | Heat Pump 1-68A |  |  | 071-5TH FLR |  | 1
McQuay
| W990017 |  | PM - Heat Pumps (5057 Woodward) | 6 | Month | 2016-07-01
071-HWP-027 | Heat Pump 1-69 |  |  | 071-6TH FLR |  | 1
Mammoth
| W990017 |  | PM - Heat Pumps (5057 Woodward) | 6 | Month | 2016-05-01
071-HWP-028 | Heat Pump 1-70 |  |  | 071-6TH FLR |  | 1
Mammoth
| W990017 |  | PM - Heat Pumps (5057 Woodward) | 6 | Month | 2016-05-01
071-HWP-029 | Heat Pump 1-71 |  |  | 071-6TH FLR |  | 1
Mammoth
| W990017 |  | PM - Heat Pumps (5057 Woodward) | 6 | Month | 2016-05-01
071-HWP-030 | Heat Pump 1-72 |  |  | 071-6TH FLR |  | 1
Mammoth
| W990017 |  | PM - Heat Pumps (5057 Woodward) | 6 | Month | 2016-05-01
071-HWP-031 | Heat Pump 1-73 |  |  | 071-6TH FLR |  | 1
Mammoth
| W990017 |  | PM - Heat Pumps (5057 Woodward) | 6 | Month | 2016-05-01
071-HWP-032 | Heat Pump 1-74 |  |  | 071-6TH FLR |  | 1
Mammoth
| W990017 |  | PM - Heat Pumps (5057 Woodward) | 6 | Month | 2016-05-01
071-HWP-033 | Heat Pump 1-75 |  |  | 071-6TH FLR |  | 1
Mammoth
| W990017 |  | PM - Heat Pumps (5057 Woodward) | 6 | Month | 2016-05-01
071-HWP-034 | Heat Pump 1-76 |  |  | 071-6TH FLR |  | 1
Mammoth
| W990017 |  | PM - Heat Pumps (5057 Woodward) | 6 | Month | 2016-05-01
071-HWP-035 | Heat Pump 1-77 |  |  | 071-6TH FLR |  | 1
Mammoth
| W990017 |  | PM - Heat Pumps (5057 Woodward) | 6 | Month | 2016-05-01
071-HWP-036 | Heat Pump 1-78 |  |  | 071-6TH FLR |  | 1
Mammoth
| W990017 |  | PM - Heat Pumps (5057 Woodward) | 6 | Month | 2016-05-01
071-HWP-037 | Heat Pump 1-79 |  |  | 071-6TH FLR |  | 1
Mammoth
| W990017 |  | PM - Heat Pumps (5057 Woodward) | 6 | Month | 2016-05-01
071-HWP-038 | Heat Pump 1-80 |  |  | 071-6TH FLR |  | 1
Mammoth
| W990017 |  | PM - Heat Pumps (5057 Woodward) | 6 | Month | 2016-05-01
071-HWP-039 | Heat Pump 1-81 |  |  | 071-6TH FLR |  | 1
Mammoth
| W990017 |  | PM - Heat Pumps (5057 Woodward) | 6 | Month | 2016-05-01
071-HWP-040 | Heat Pump 1-82 |  |  | 071-6TH FLR |  | 1
Mammoth
| W990017 |  | PM - Heat Pumps (5057 Woodward) | 6 | Month | 2016-05-01
071-HWP-041 | Heat Pump 1-83 |  |  | 071-6TH FLR |  | 1
Mammoth
| W990017 |  | PM - Heat Pumps (5057 Woodward) | 6 | Month | 2016-05-01
071-HWP-042 | Heat Pump 1-84 |  |  | 071-6TH FLR |  | 1
Mammoth
| W990017 |  | PM - Heat Pumps (5057 Woodward) | 6 | Month | 2016-05-01
071-HWP-043 | Heat Pump 1-85 |  |  | 071-6TH FLR |  | 1
Mammoth
| W990017 |  | PM - Heat Pumps (5057 Woodward) | 6 | Month | 2016-05-01
071-HWP-044 | Heat Pump 1-86 |  |  | 071-6TH FLR |  | 1
Mammoth
| W990017 |  | PM - Heat Pumps (5057 Woodward) | 6 | Month | 2016-05-01
071-HWP-045 | Heat Pump 1-87 |  |  | 071-7TH FLR |  | 1
Mammoth
| W990017 |  | PM - Heat Pumps (5057 Woodward) | 6 | Month | 2016-05-01
071-HWP-046 | Heat Pump 1-88 |  |  | 071-7TH FLR |  | 1
Mammoth
| W990017 |  | PM - Heat Pumps (5057 Woodward) | 6 | Month | 2016-05-01
071-HWP-047 | Heat Pump 1-89 |  |  | 071-7TH FLR |  | 1
Mammoth
| W990017 |  | PM - Heat Pumps (5057 Woodward) | 6 | Month | 2016-05-01
071-HWP-048 | Heat Pump 1-90 |  |  | 071-7TH FLR |  | 1
Mammoth
| W990017 |  | PM - Heat Pumps (5057 Woodward) | 6 | Month | 2016-05-01
071-HWP-049 | Heat Pump 1-91 |  |  | 071-7TH FLR |  | 1
Mammoth
| W990017 |  | PM - Heat Pumps (5057 Woodward) | 6 | Month | 2016-05-01
071-HWP-050 | Heat Pump 1-92 |  |  | 071-7TH FLR |  | 1
Mammoth
| W990017 |  | PM - Heat Pumps (5057 Woodward) | 6 | Month | 2016-05-01
071-HWP-050-079 | HEAT PUMP |  |  |  |  | 1
Mammoth
071-HWP-051 | Heat Pump 1-93 |  |  | 071-7TH FLR |  | 1
Mammoth
| W990017 |  | PM - Heat Pumps (5057 Woodward) | 6 | Month | 2016-05-01
071-HWP-052 | Heat Pump 1-94 |  |  | 071-7TH FLR |  | 1
Mammoth
| W990017 |  | PM - Heat Pumps (5057 Woodward) | 6 | Month | 2016-05-01
071-HWP-053 | Heat Pump 1-95 |  |  | 071-7TH FLR |  | 1
Mammoth
| W990017 |  | PM - Heat Pumps (5057 Woodward) | 6 | Month | 2016-05-01
071-HWP-054 | Heat Pump 1-96 |  |  | 071-7TH FLR |  | 1
Mammoth
| W990017 |  | PM - Heat Pumps (5057 Woodward) | 6 | Month | 2016-05-01
071-HWP-055 | Heat Pump 1-97 |  |  | 071-7TH FLR |  | 1
Mammoth
| W990017 |  | PM - Heat Pumps (5057 Woodward) | 6 | Month | 2016-05-01
071-HWP-056 | Heat Pump 1-98 |  |  | 071-7TH FLR |  | 1
Mammoth
| W990017 |  | PM - Heat Pumps (5057 Woodward) | 6 | Month | 2016-05-01
071-HWP-057 | Heat Pump 1-99 |  |  | 071-7TH FLR |  | 1
Mammoth
| W990017 |  | PM - Heat Pumps (5057 Woodward) | 6 | Month | 2016-05-01
071-HWP-058 | Heat Pump 1-100 |  |  | 071-7TH FLR |  | 1
Mammoth
| W990017 |  | PM - Heat Pumps (5057 Woodward) | 6 | Month | 2016-05-01
071-HWP-059 | Heat Pump 1-101 |  |  | 071-7TH FLR |  | 1
Mammoth
| W990017 |  | PM - Heat Pumps (5057 Woodward) | 6 | Month | 2016-05-01
071-HWP-060 | Heat Pump 1-102 |  |  | 071-7TH FLR |  | 1
Mammoth
| W990017 |  | PM - Heat Pumps (5057 Woodward) | 6 | Month | 2016-05-01
071-HWP-061 | Heat Pump 1-103 |  |  | 071-7TH FLR |  | 1
Mammoth
| W990017 |  | PM - Heat Pumps (5057 Woodward) | 6 | Month | 2016-05-01
071-HWP-062 | Heat Pump 1-104 |  |  | 071-7TH FLR |  | 1
Mammoth
| W990017 |  | PM - Heat Pumps (5057 Woodward) | 6 | Month | 2016-05-01
071-HWP-063 | Heat Pump 1-105 |  |  | 071-8TH FLR |  | 1
Mammoth
| W990017 |  | PM - Heat Pumps (5057 Woodward) | 6 | Month | 2016-05-01
071-HWP-064 | Heat Pump 1-106 |  |  | 071-8TH FLR |  | 1
Mammoth
| W990017 |  | PM - Heat Pumps (5057 Woodward) | 6 | Month | 2016-05-01
071-HWP-065 | Heat Pump 1-107 |  |  | 071-8TH FLR |  | 1
Mammoth
| W990017 |  | PM - Heat Pumps (5057 Woodward) | 6 | Month | 2016-05-01
071-HWP-066 | Heat Pump 1-108 |  |  | 071-8TH FLR |  | 1
Mammoth
| W990017 |  | PM - Heat Pumps (5057 Woodward) | 6 | Month | 2016-05-01
071-HWP-067 | Heat Pump 1-109 |  |  | 071-8TH FLR |  | 1
Mammoth
| W990017 |  | PM - Heat Pumps (5057 Woodward) | 6 | Month | 2016-05-01
071-HWP-068 | Heat Pump 1-110 |  |  | 071-8TH FLR |  | 1
Mammoth
| W990017 |  | PM - Heat Pumps (5057 Woodward) | 6 | Month | 2016-05-01
071-HWP-069 | Heat Pump 1-111 |  |  | 071-8TH FLR |  | 1
Mammoth
| W990017 |  | PM - Heat Pumps (5057 Woodward) | 6 | Month | 2016-05-01
071-HWP-070 | Heat Pump 1-112 |  |  | 071-8TH FLR |  | 1
Mammoth
| W990017 |  | PM - Heat Pumps (5057 Woodward) | 6 | Month | 2016-05-01
071-HWP-071 | Heat Pump 1-113 |  |  | 071-8TH FLR |  | 1
Mammoth
| W990017 |  | PM - Heat Pumps (5057 Woodward) | 6 | Month | 2016-05-01
071-HWP-072 | Heat Pump 1-114 |  |  | 071-8TH FLR |  | 1
Mammoth
| W990017 |  | PM - Heat Pumps (5057 Woodward) | 6 | Month | 2016-05-01
071-HWP-073 | Heat Pump 1-115 |  |  | 071-8TH FLR |  | 1
Mammoth
| W990017 |  | PM - Heat Pumps (5057 Woodward) | 6 | Month | 2016-05-01
071-HWP-074 | Heat Pump 1-116 |  |  | 071-8TH FLR |  | 1
Mammoth
| W990017 |  | PM - Heat Pumps (5057 Woodward) | 6 | Month | 2016-05-01
071-HWP-075 | Heat Pump 1-117 |  |  | 071-8TH FLR |  | 1
Mammoth
| W990017 |  | PM - Heat Pumps (5057 Woodward) | 6 | Month | 2016-05-01
071-HWP-076 | Heat Pump 1-118 |  |  | 071-8TH FLR |  | 1
Mammoth
| W990017 |  | PM - Heat Pumps (5057 Woodward) | 6 | Month | 2016-05-01
071-HWP-077 | Heat Pump 1-119 |  |  | 071-8TH FLR |  | 1
Mammoth
| W990017 |  | PM - Heat Pumps (5057 Woodward) | 6 | Month | 2016-05-01
071-HWP-078 | Heat Pump 1-120 |  |  | 071-8TH FLR |  | 1
Mammoth
| W990017 |  | PM - Heat Pumps (5057 Woodward) | 6 | Month | 2016-05-01
071-HWP-079 | Heat Pump 1-121 |  |  | 071-8TH FLR |  | 1
Mammoth
| W990017 |  | PM - Heat Pumps (5057 Woodward) | 6 | Month | 2016-05-01
071-HWP-080 | Heat Pump 1-122 |  |  | 071-8TH FLR |  | 1
Mammoth
| W990017 |  | PM - Heat Pumps (5057 Woodward) | 6 | Month | 2016-05-01
071-HWP-080-099 | HEAT PUMP |  |  |  |  | 1
Mammoth
071-HWP-081 | Heat Pump 1-123 |  |  | 071-9TH FLR |  | 1
Mammoth
| W990017 |  | PM - Heat Pumps (5057 Woodward) | 6 | Month | 2016-05-01
071-HWP-082 | Heat Pump 1-124 |  |  | 071-9TH FLR |  | 1
Mammoth
| W990017 |  | PM - Heat Pumps (5057 Woodward) | 6 | Month | 2016-05-01
071-HWP-083 | Heat Pump 1-125 |  |  | 071-9TH FLR |  | 1
Mammoth
| W990017 |  | PM - Heat Pumps (5057 Woodward) | 6 | Month | 2016-05-01
071-HWP-084 | Heat Pump 1-126 |  |  | 071-9TH FLR |  | 1
Mammoth
| W990017 |  | PM - Heat Pumps (5057 Woodward) | 6 | Month | 2016-05-01
071-HWP-085 | Heat Pump 1-127 |  |  | 071-9TH FLR |  | 1
Mammoth
| W990017 |  | PM - Heat Pumps (5057 Woodward) | 6 | Month | 2016-05-01
071-HWP-086 | Heat Pump 1-128 |  |  | 071-9TH FLR |  | 1
Mammoth
| W990017 |  | PM - Heat Pumps (5057 Woodward) | 6 | Month | 2016-05-01
071-HWP-087 | Heat Pump 1-129 |  |  | 071-9TH FLR |  | 1
Mammoth
| W990017 |  | PM - Heat Pumps (5057 Woodward) | 6 | Month | 2016-05-01
071-HWP-088 | Heat Pump 1-130 |  |  | 071-9TH FLR |  | 1
Mammoth
| W990017 |  | PM - Heat Pumps (5057 Woodward) | 6 | Month | 2016-05-01
071-HWP-089 | Heat Pump 1-131 |  |  | 071-9TH FLR |  | 1
Mammoth
| W990017 |  | PM - Heat Pumps (5057 Woodward) | 6 | Month | 2016-05-01
071-HWP-090 | Heat Pump 1-132 |  |  | 071-9TH FLR |  | 1
Mammoth
| W990017 |  | PM - Heat Pumps (5057 Woodward) | 6 | Month | 2016-05-01
071-HWP-091 | Heat Pump 1-133 |  |  | 071-9TH FLR |  | 1
Mammoth
| W990017 |  | PM - Heat Pumps (5057 Woodward) | 6 | Month | 2016-05-01
071-HWP-092 | Heat Pump 1-134 |  |  | 071-9TH FLR |  | 1
Mammoth
| W990017 |  | PM - Heat Pumps (5057 Woodward) | 6 | Month | 2016-05-01
071-HWP-093 | Heat Pump 1-135 |  |  | 071-9TH FLR |  | 1
Mammoth
| W990017 |  | PM - Heat Pumps (5057 Woodward) | 6 | Month | 2016-05-01
071-HWP-094 | Heat Pump 1-136 |  |  | 071-9TH FLR |  | 1
Mammoth
| W990017 |  | PM - Heat Pumps (5057 Woodward) | 6 | Month | 2016-05-01
071-HWP-095 | Heat Pump 1-137 |  |  | 071-9TH FLR |  | 1
Mammoth
| W990017 |  | PM - Heat Pumps (5057 Woodward) | 6 | Month | 2016-05-01
071-HWP-096 | Heat Pump 1-138 |  |  | 071-9TH FLR |  | 1
Mammoth
| W990017 |  | PM - Heat Pumps (5057 Woodward) | 6 | Month | 2016-05-01
071-HWP-097 | Heat Pump 1-139 |  |  | 071-9TH FLR |  | 1
Mammoth
| W990017 |  | PM - Heat Pumps (5057 Woodward) | 6 | Month | 2016-05-01
071-HWP-098 | Heat Pump 1-140 |  |  | 071-9TH FLR |  | 1
Mammoth
| W990017 |  | PM - Heat Pumps (5057 Woodward) | 6 | Month | 2016-05-01
071-HWP-099 | Heat Pump 2-51 |  |  | 071-10TH FLR |  | 1
Mammoth
| W990017 |  | PM - Heat Pumps (5057 Woodward) | 6 | Month | 2016-09-19
071-HWP-100 | Heat Pump 2-52 |  |  | 071-10TH FLR |  | 1
Mammoth
| W990017 |  | PM - Heat Pumps (5057 Woodward) | 6 | Month | 2016-09-19
071-HWP-100-149 | HEAT PUMP |  |  |  |  | 1
071-HWP-101 | Heat Pump 2-53 |  |  | 071-10TH FLR |  | 1
Mammoth
| W990017 |  | PM - Heat Pumps (5057 Woodward) | 6 | Month | 2016-09-19
071-HWP-102 | Heat Pump 2-54 |  |  | 071-10TH FLR |  | 1
Mammoth
| W990017 |  | PM - Heat Pumps (5057 Woodward) | 6 | Month | 2016-09-19
071-HWP-103 | Heat Pump 2-55 |  |  | 071-10TH FLR |  | 1
Mammoth
| W990017 |  | PM - Heat Pumps (5057 Woodward) | 6 | Month | 2016-09-19
071-HWP-104 | Heat Pump 2-56 |  |  | 071-10TH FLR |  | 1
Mammoth
| W990017 |  | PM - Heat Pumps (5057 Woodward) | 6 | Month | 2016-09-19
071-HWP-105 | Heat Pump 2-57 |  |  | 071-10TH FLR |  | 1
Mammoth
| W990017 |  | PM - Heat Pumps (5057 Woodward) | 6 | Month | 2016-09-19
071-HWP-106 | Heat Pump 2-58 |  |  | 071-10TH FLR |  | 1
Mammoth
| W990017 |  | PM - Heat Pumps (5057 Woodward) | 6 | Month | 2016-09-19
071-HWP-107 | Heat Pump 2-59 |  |  | 071-10TH FLR |  | 1
Mammoth
| W990017 |  | PM - Heat Pumps (5057 Woodward) | 6 | Month | 2016-09-19
071-HWP-108 | Heat Pump 2-60 |  |  | 071-10TH FLR |  | 1
Mammoth
| W990017 |  | PM - Heat Pumps (5057 Woodward) | 6 | Month | 2016-09-19
071-HWP-109 | Heat Pump 2-61 |  |  | 071-10TH FLR |  | 1
Mammoth
| W990017 |  | PM - Heat Pumps (5057 Woodward) | 6 | Month | 2016-09-19
071-HWP-110 | Heat Pump 2-62 |  |  | 071-10TH FLR |  | 1
Mammoth
| W990017 |  | PM - Heat Pumps (5057 Woodward) | 6 | Month | 2016-09-19
071-HWP-111 | Heat Pump 2-63 |  |  | 071-10TH FLR |  | 1
Mammoth
| W990017 |  | PM - Heat Pumps (5057 Woodward) | 6 | Month | 2016-09-19
071-HWP-112 | Heat Pump 2-64 |  |  | 071-10TH FLR |  | 1
Mammoth
| W990017 |  | PM - Heat Pumps (5057 Woodward) | 6 | Month | 2016-09-19
071-HWP-113 | Heat Pump 2-65 |  |  | 071-10TH FLR |  | 1
Mammoth
| W990017 |  | PM - Heat Pumps (5057 Woodward) | 6 | Month | 2016-09-19
071-HWP-114 | Heat Pump 2-66 |  |  | 071-10TH FLR |  | 1
Mammoth
| W990017 |  | PM - Heat Pumps (5057 Woodward) | 6 | Month | 2016-09-19
071-HWP-115 | Heat Pump 2-67 |  |  | 071-10TH FLR |  | 1
Mammoth
| W990017 |  | PM - Heat Pumps (5057 Woodward) | 6 | Month | 2016-09-19
071-HWP-116 | Heat Pump 2-68 |  |  | 071-10TH FLR |  | 1
Mammoth
| W990017 |  | PM - Heat Pumps (5057 Woodward) | 6 | Month | 2016-09-19
071-HWP-117 | Heat Pump 2-69 |  |  | 071-11TH FLR |  | 1
Mammoth
| W990017 |  | PM - Heat Pumps (5057 Woodward) | 6 | Month | 2016-09-19
071-HWP-118 | Heat Pump 2-70 |  |  | 071-11TH FLR |  | 1
Mammoth
| W990017 |  | PM - Heat Pumps (5057 Woodward) | 6 | Month | 2016-09-19
071-HWP-119 | Heat Pump 2-71 |  |  | 071-11TH FLR |  | 1
Mammoth
| W990017 |  | PM - Heat Pumps (5057 Woodward) | 6 | Month | 2016-09-19
071-HWP-120 | Heat Pump 2-72 |  |  | 071-11TH FLR |  | 1
Mammoth
| W990017 |  | PM - Heat Pumps (5057 Woodward) | 6 | Month | 2016-09-19
071-HWP-121 | Heat Pump 2-73 |  |  | 071-11TH FLR |  | 1
Mammoth
| W990017 |  | PM - Heat Pumps (5057 Woodward) | 6 | Month | 2016-09-19
071-HWP-122 | Heat Pump 2-74 |  |  | 071-11TH FLR |  | 1
Mammoth
| W990017 |  | PM - Heat Pumps (5057 Woodward) | 6 | Month | 2016-09-19
071-HWP-123 | Heat Pump 2-75 |  |  | 071-11TH FLR |  | 1
Mammoth
| W990017 |  | PM - Heat Pumps (5057 Woodward) | 6 | Month | 2016-09-19
071-HWP-124 | Heat Pump 2-76 |  |  | 071-11TH FLR |  | 1
Mammoth
| W990017 |  | PM - Heat Pumps (5057 Woodward) | 6 | Month | 2016-09-19
071-HWP-125 | Heat Pump 2-77 |  |  | 071-11TH FLR |  | 1
Mammoth
| W990017 |  | PM - Heat Pumps (5057 Woodward) | 6 | Month | 2016-09-19
071-HWP-126 | Heat Pump 2-78 |  |  | 071-11TH FLR |  | 1
Mammoth
| W990017 |  | PM - Heat Pumps (5057 Woodward) | 6 | Month | 2016-09-19
071-HWP-127 | Heat Pump 2-79 |  |  | 071-11TH FLR |  | 1
Mammoth
| W990017 |  | PM - Heat Pumps (5057 Woodward) | 6 | Month | 2016-09-19
071-HWP-128 | Heat Pump 2-80 |  |  | 071-12TH FLR |  | 1
Mammoth
| W990017 |  | PM - Heat Pumps (5057 Woodward) | 6 | Month | 2016-09-19
071-HWP-129 | Heat Pump 2-81 |  |  | 071-12TH FLR |  | 1
Mammoth
| W990017 |  | PM - Heat Pumps (5057 Woodward) | 6 | Month | 2016-09-19
071-HWP-130 | Heat Pump 2-82 |  |  | 071-12TH FLR |  | 1
Mammoth
| W990017 |  | PM - Heat Pumps (5057 Woodward) | 6 | Month | 2016-09-19
071-HWP-131 | Heat Pump 2-83 |  |  | 071-12TH FLR |  | 1
Mammoth
| W990017 |  | PM - Heat Pumps (5057 Woodward) | 6 | Month | 2016-09-19
071-HWP-132 | Heat Pump 2-84 |  |  | 071-12TH FLR |  | 1
Mammoth
| W990017 |  | PM - Heat Pumps (5057 Woodward) | 6 | Month | 2016-09-19
071-HWP-133 | Heat Pump 2-85 |  |  | 071-12TH FLR |  | 1
Mammoth
| W990017 |  | PM - Heat Pumps (5057 Woodward) | 6 | Month | 2016-09-19
071-HWP-134 | Heat Pump 2-86 |  |  | 071-12TH FLR |  | 1
Mammoth
| W990017 |  | PM - Heat Pumps (5057 Woodward) | 6 | Month | 2016-09-19
071-HWP-135 | Heat Pump 2-87 |  |  | 071-12TH FLR |  | 1
Mammoth
| W990017 |  | PM - Heat Pumps (5057 Woodward) | 6 | Month | 2016-09-19
071-HWP-136 | Heat Pump 2-88 |  |  | 071-12TH FLR |  | 1
Mammoth
| W990017 |  | PM - Heat Pumps (5057 Woodward) | 6 | Month | 2016-09-19
071-HWP-137 | Heat Pump 2-89 |  |  | 071-12TH FLR |  | 1
Mammoth
| W990017 |  | PM - Heat Pumps (5057 Woodward) | 6 | Month | 2016-09-19
071-HWP-138 | Heat Pump 2-90 |  |  | 071-12TH FLR |  | 1
Mammoth
| W990017 |  | PM - Heat Pumps (5057 Woodward) | 6 | Month | 2016-09-19
071-HWP-139 | Heat Pump 2-91 |  |  | 071-13TH FLR |  | 1
Mammoth
| W990017 |  | PM - Heat Pumps (5057 Woodward) | 6 | Month | 2016-09-19
071-HWP-140 | Heat Pump 2-92 |  |  | 071-13TH FLR |  | 1
Mammoth
| W990017 |  | PM - Heat Pumps (5057 Woodward) | 6 | Month | 2016-09-19
071-HWP-141 | Heat Pump 2-93 |  |  | 071-13TH FLR |  | 1
Mammoth
| W990017 |  | PM - Heat Pumps (5057 Woodward) | 6 | Month | 2016-09-19
071-HWP-142 | Heat Pump 2-94 |  |  | 071-13TH FLR |  | 1
Mammoth
| W990017 |  | PM - Heat Pumps (5057 Woodward) | 6 | Month | 2016-09-19
071-HWP-143 | Heat Pump 2-95 |  |  | 071-13TH FLR |  | 1
Mammoth
| W990017 |  | PM - Heat Pumps (5057 Woodward) | 6 | Month | 2016-09-19
071-HWP-144 | Heat Pump 2-96 |  |  | 071-13TH FLR |  | 1
Mammoth
| W990017 |  | PM - Heat Pumps (5057 Woodward) | 6 | Month | 2016-09-19
071-HWP-145 | Heat Pump 2-97 |  |  | 071-13TH FLR |  | 1
Mammoth
| W990017 |  | PM - Heat Pumps (5057 Woodward) | 6 | Month | 2016-09-19
071-HWP-146 | Heat Pump 2-98 |  |  | 071-13TH FLR |  | 1
Mammoth
| W990017 |  | PM - Heat Pumps (5057 Woodward) | 6 | Month | 2016-09-19
071-HWP-147 | Heat Pump 2-99 |  |  | 071-13TH FLR |  | 1
Mammoth
| W990017 |  | PM - Heat Pumps (5057 Woodward) | 6 | Month | 2016-09-19
071-HWP-148 | Heat Pump 2-100 |  |  | 071-13TH FLR |  | 1
Mammoth
| W990017 |  | PM - Heat Pumps (5057 Woodward) | 6 | Month | 2016-09-19
071-HWP-149 | Heat Pump 2-101 |  |  | 071-13TH FLR |  | 1
Mammoth
| W990017 |  | PM - Heat Pumps (5057 Woodward) | 6 | Month | 2016-09-19
071-HWP-150 | Heat Pump 2-102 |  |  | 071-14TH FLR |  | 1
Mammoth
| W990017 |  | PM - Heat Pumps (5057 Woodward) | 1 | Year | 2016-04-01
071-HWP-151 | Heat Pump 2-103 |  |  | 071-14TH FLR |  | 1
Mammoth
| W990017 |  | PM - Heat Pumps (5057 Woodward) | 1 | Year | 2016-04-01
071-HWP-152 | Heat Pump 2-104 |  |  | 071-14TH FLR |  | 1
Mammoth
| W990017 |  | PM - Heat Pumps (5057 Woodward) | 1 | Year | 2016-04-01
071-HWP-153 | Heat Pump 2-105 |  |  | 071-14TH FLR |  | 1
Mammoth
| W990017 |  | PM - Heat Pumps (5057 Woodward) | 1 | Year | 2016-04-01
071-HWP-154 | Heat Pump 2-106 |  |  | 071-14TH FLR |  | 1
Mammoth
| W990017 |  | PM - Heat Pumps (5057 Woodward) | 1 | Year | 2016-04-01
071-HWP-155 | Heat Pump 2-107 |  |  | 071-14TH FLR |  | 1
Mammoth
| W990017 |  | PM - Heat Pumps (5057 Woodward) | 1 | Year | 2016-04-01
071-HWP-156 | Heat Pump 2-108 |  |  | 071-14TH FLR |  | 1
Mammoth
| W990017 |  | PM - Heat Pumps (5057 Woodward) | 1 | Year | 2016-04-01
071-HWP-157 | Heat Pump 2-109 |  |  | 071-14TH FLR |  | 1
Mammoth
| W990017 |  | PM - Heat Pumps (5057 Woodward) | 1 | Year | 2016-04-01
071-HWP-158 | Heat Pump 2-110 |  |  | 071-14TH FLR |  | 1
Mammoth
| W990017 |  | PM - Heat Pumps (5057 Woodward) | 1 | Year | 2016-04-01
071-HWP-159 | Heat Pump 2-111 |  |  | 071-14TH FLR |  | 1
Mammoth
| W990017 |  | PM - Heat Pumps (5057 Woodward) | 1 | Year | 2016-04-01
071-HWP-160 | Heat Pump 2-112 |  |  | 071-14TH FLR |  | 1
Mammoth
| W990017 |  | PM - Heat Pumps (5057 Woodward) | 1 | Year | 2016-04-01
071-HWP-161 | Heat Pump 2-113 |  |  | 071-14TH FLR |  | 1
Mammoth
| W990017 |  | PM - Heat Pumps (5057 Woodward) | 1 | Year | 2016-04-01
071-HWP-162 | Heat Pump 2-114 |  |  | 071-14TH FLR |  | 1
Mammoth
| W990017 |  | PM - Heat Pumps (5057 Woodward) | 1 | Year | 2016-04-01
071-HWP-163 | Heat Pump 2-115 |  |  | 071-14TH FLR |  | 1
Mammoth
| W990017 |  | PM - Heat Pumps (5057 Woodward) | 1 | Year | 2016-04-01
071-HWP-164 | Heat Pump 2-116 |  |  | 071-14TH FLR |  | 1
Mammoth
| W990017 |  | PM - Heat Pumps (5057 Woodward) | 1 | Year | 2016-04-01
071-HWP-165 | Heat Pump 2-117 |  |  | 071-14TH FLR |  | 1
Mammoth
| W990017 |  | PM - Heat Pumps (5057 Woodward) | 1 | Year | 2016-04-01
071-HWP-166 | Heat Pump 2-118 |  |  | 071-14TH FLR |  | 1
Mammoth
| W990017 |  | PM - Heat Pumps (5057 Woodward) | 1 | Year | 2016-04-01
071-HWP-167 | Heat Pump 2-119 |  |  | 071-14TH FLR |  | 1
Mammoth
| W990017 |  | PM - Heat Pumps (5057 Woodward) | 1 | Year | 2016-04-01
071-HWP-168 | Heat Pump 2-120 |  |  | 071-14TH FLR |  | 1
Mammoth
| W990017 |  | PM - Heat Pumps (5057 Woodward) | 1 | Year | 2016-04-01
071-HWP-169 | Heat Pump 2-121 |  |  | 071-14TH FLR |  | 1
Mammoth
| W990017 |  | PM - Heat Pumps (5057 Woodward) | 1 | Year | 2016-04-01
071-HWP-170 | Heat Pump 2-122 |  |  | 071-14TH FLR |  | 1
Mammoth
| W990017 |  | PM - Heat Pumps (5057 Woodward) | 1 | Year | 2016-04-01
071-HWP-171 | Heat Pump 2-123 |  |  | 071-14TH FLR |  | 1
Mammoth
| W990017 |  | PM - Heat Pumps (5057 Woodward) | 1 | Year | 2016-04-01
071-HWP-172 | Heat Pump 2-124 |  |  | 071-14TH FLR |  | 1
Mammoth
| W990017 |  | PM - Heat Pumps (5057 Woodward) | 1 | Year | 2016-04-01
071-HWP-173 | Heat Pump 2-125 |  |  | 071-14TH FLR |  | 1
Mammoth
| W990017 |  | PM - Heat Pumps (5057 Woodward) | 1 | Year | 2016-04-01
071-HWP-174 | Heat Pump 2-126 |  |  | 071-14TH FLR |  | 1
Mammoth
| W990017 |  | PM - Heat Pumps (5057 Woodward) | 1 | Year | 2016-04-01
071-HWP-175 | Heat Pump 2-127 |  |  | 071-14TH FLR |  | 1
Mammoth
| W990017 |  | PM - Heat Pumps (5057 Woodward) | 1 | Year | 2016-04-01
071-HWP-176 | Heat Pump 2-128 |  |  | 071-14TH FLR |  | 1
Mammoth
| W990017 |  | PM - Heat Pumps (5057 Woodward) | 1 | Year | 2016-04-01
071-HWP-177 | Heat Pump 2-129 |  |  | 071-14TH FLR |  | 1
Mammoth
| W990017 |  | PM - Heat Pumps (5057 Woodward) | 1 | Year | 2016-04-01
071-HWP-178 | Heat Pump 2-130 |  |  | 071-14TH FLR |  | 1
Mammoth
| W990017 |  | PM - Heat Pumps (5057 Woodward) | 1 | Year | 2016-04-01
071-HWP-179 | Heat Pump 2-131 |  |  | 071-14TH FLR |  | 1
Mammoth
| W990017 |  | PM - Heat Pumps (5057 Woodward) | 1 | Year | 2016-04-01
071-HWP-180 | Heat Pump 2-132 |  |  | 071-14TH FLR |  | 1
Mammoth
| W990017 |  | PM - Heat Pumps (5057 Woodward) | 1 | Year | 2016-04-01
071-HWP-181 | Heat Pump 2-133 |  |  | 071-14TH FLR |  | 1
Mammoth
| W990017 |  | PM - Heat Pumps (5057 Woodward) | 1 | Year | 2016-04-01
071-HWP-182 | Heat Pump 2-134 |  |  | 071-14TH FLR |  | 1
Mammoth
| W990017 |  | PM - Heat Pumps (5057 Woodward) | 1 | Year | 2016-04-01
071-HWP-183 | Heat Pump 2-135 |  |  | 071-14TH FLR |  | 1
Mammoth
| W990017 |  | PM - Heat Pumps (5057 Woodward) | 1 | Year | 2016-04-01
071-HWP-184 | Heat Pump 2-136 |  |  | 071-14TH FLR |  | 1
Mammoth
| W990017 |  | PM - Heat Pumps (5057 Woodward) | 1 | Year | 2016-04-01
071-HWP-185 | Heat Pump 2-137 |  |  | 071-14TH FLR |  | 1
Mammoth
| W990017 |  | PM - Heat Pumps (5057 Woodward) | 1 | Year | 2016-04-01
071-HWP-186 | Heat Pump 2-138 |  |  | 071-14TH FLR |  | 1
Mammoth
| W990017 |  | PM - Heat Pumps (5057 Woodward) | 1 | Year | 2016-04-01
071-HWP-187 | Heat Pump 4-0 |  |  | 071-4TH FLR |  | 1
McQuay
| W990017 |  | PM - Heat Pumps (5057 Woodward) | 6 | Month | 2016-06-01
071-HWP-188 | Heat Pump 4-1 |  |  | 071-4TH FLR |  | 1
McQuay
| W990017 |  | PM - Heat Pumps (5057 Woodward) | 6 | Month | 2016-06-01
071-HWP-189 | Heat Pump 4-2 |  |  | 071-4TH FLR |  | 1
McQuay
| W990017 |  | PM - Heat Pumps (5057 Woodward) | 6 | Month | 2016-06-01
071-HWP-190 | Heat Pump 4-3 |  |  | 071-4TH FLR |  | 1
McQuay
| W990017 |  | PM - Heat Pumps (5057 Woodward) | 6 | Month | 2016-06-01
071-HWP-191 | Heat Pump 4-4 |  |  | 071-4TH FLR |  | 1
McQuay
| W990017 |  | PM - Heat Pumps (5057 Woodward) | 6 | Month | 2016-06-01
071-HWP-192 | Heat Pump 4-5 |  |  | 071-4TH FLR |  | 1
McQuay
| W990017 |  | PM - Heat Pumps (5057 Woodward) | 6 | Month | 2016-06-01
071-HWP-193 | Heat Pump 4-6 |  |  | 071-4TH FLR |  | 1
McQuay
| W990017 |  | PM - Heat Pumps (5057 Woodward) | 6 | Month | 2016-06-01
071-HWP-194 | Heat Pump 4-7 |  |  | 071-4TH FLR |  | 1
McQuay
| W990017 |  | PM - Heat Pumps (5057 Woodward) | 6 | Month | 2016-06-01
071-HWP-195 | Heat Pump 4-8 |  |  | 071-4TH FLR |  | 1
McQuay
| W990017 |  | PM - Heat Pumps (5057 Woodward) | 6 | Month | 2016-06-01
071-HWP-196 | Heat Pump 4-9 |  |  | 071-4TH FLR |  | 1
McQuay
| W990017 |  | PM - Heat Pumps (5057 Woodward) | 6 | Month | 2016-06-01
071-HWP-197 | Heat Pump 4-10 |  |  | 071-4TH FLR |  | 1
McQuay
| W990017 |  | PM - Heat Pumps (5057 Woodward) | 6 | Month | 2016-06-01
071-HWP-198 | Heat Pump 4-11 |  |  | 071-4TH FLR |  | 1
McQuay
| W990017 |  | PM - Heat Pumps (5057 Woodward) | 6 | Month | 2016-06-01
071-HWP-199 | Heat Pump 4-12 |  |  | 071-4TH FLR |  | 1
McQuay
| W990017 |  | PM - Heat Pumps (5057 Woodward) | 6 | Month | 2016-06-01
071-HWP-200 | Heat Pump 4-13 |  |  | 071-4TH FLR |  | 1
McQuay
| W990017 |  | PM - Heat Pumps (5057 Woodward) | 6 | Month | 2016-06-01
071-HWP-200-221 | HEAT PUMP |  |  |  |  | 1
McQuay
071-HWP-201 | Heat Pump 4-14 |  |  | 071-4TH FLR |  | 1
McQuay
| W990017 |  | PM - Heat Pumps (5057 Woodward) | 6 | Month | 2016-06-01
071-HWP-202 | Heat Pump 4-15 |  |  | 071-4TH FLR |  | 1
McQuay
| W990017 |  | PM - Heat Pumps (5057 Woodward) | 6 | Month | 2016-06-01
071-HWP-203 | Heat Pump 4-16 |  |  | 071-4TH FLR |  | 1
McQuay
| W990017 |  | PM - Heat Pumps (5057 Woodward) | 6 | Month | 2016-06-01
071-HWP-204 | Heat Pump 4-17 |  |  | 071-4TH FLR |  | 1
McQuay
| W990017 |  | PM - Heat Pumps (5057 Woodward) | 6 | Month | 2016-06-01
071-HWP-205 | Heat Pump 4-19 |  |  | 071-4TH FLR |  | 1
McQuay
| W990017 |  | PM - Heat Pumps (5057 Woodward) | 6 | Month | 2016-06-01
071-HWP-206 | Heat Pump (1st Floor Lobby, East Woodward) |  |  | 071-E.WOODWRD |  | 1
McQuay
| W990017 |  | PM - Heat Pumps (5057 Woodward) | 3 | Month | 2016-08-01
071-HWP-207 | Heat Pump (1st Floor Lobby, West Woodward) |  |  | 071-W.WOODWRD |  | 1
McQuay
| W990017 |  | PM - Heat Pumps (5057 Woodward) | 3 | Month | 2016-08-01
071-HWP-208 | Heat Pump (1st Floor Lobby, West Putnam) |  |  | 071-W.PUTNAM |  | 1
McQuay
| W990017 |  | PM - Heat Pumps (5057 Woodward) | 3 | Month | 2016-08-01
071-HWP-209 | Heat Pump (1st Floor Lobby, East Putnam) |  |  | 071-E.PUTNAM |  | 1
McQuay
| W990017 |  | PM - Heat Pumps (5057 Woodward) | 3 | Month | 2016-08-01
071-HWP-215 | Heat Pump 1-146 |  |  | 071-2ND FLR |  | 1
Versatec
| W990017 |  | PM - Heat Pumps (5057 Woodward) | 6 | Month | 2016-06-01
071-HWP-216 | Heat Pump 1-148 |  |  | 071-2ND FLR |  | 1
FHP
| W990017 |  | PM - Heat Pumps (5057 Woodward) | 6 | Month | 2016-06-01
071-HWP-217 | Heat Pump 1-68B |  |  | 071-5TH FLR |  | 1
McQuay
| W990017 |  | PM - Heat Pumps (5057 Woodward) | 6 | Month | 2016-07-01
071-HWP-218 | Heat Pump 1-68C |  |  | 071-5TH FLR |  | 1
McQuay
| W990017 |  | PM - Heat Pumps (5057 Woodward) | 6 | Month | 2016-07-01
071-HWP-219 | Heat Pump 0-2 (Woodward Stairwell) |  |  | 071-BASEMENT |  | 1
McQuay
| W990017 |  | PM - Heat Pumps (5057 Woodward) | 6 | Month | 2016-07-01
071-HWP-220 | Heat Pump 0-1 (Records Room) |  |  | 071-BASEMENT |  | 1
McQuay
| W990017 |  | PM - Heat Pumps (5057 Woodward) | 6 | Month | 2016-07-01
071-HWP-221 | Heat Pump 2-142 (Freight Elevator Penthouse) |  |  | 071-15TH FLR |  | 1
| W990017 |  | PM - Heat Pumps (5057 Woodward) | 6 | Month | 2016-07-01
071-HWP-222 | Heat Pump (West Mezzanine) |  |  | 071-MEZZANINE |  | 1
6084HHG-5
| W990017 |  | PM - Heat Pumps (5057 Woodward) | 6 | Month | 2016-06-01
071-HWP-223 | Heat Pump (West Mezzanine) |  |  | 071-MEZZANINE |  | 1
6084VHGIF
| W990017 |  | PM - Heat Pumps (5057 Woodward) | 6 | Month | 2016-06-01
071-HWP-224 | Heat Pump (West Mezzanine) |  |  | 071-MEZZANINE |  | 1
6084VHGIF
| W990017 |  | PM - Heat Pumps (5057 Woodward) | 6 | Month | 2016-06-01
071-HWP-225 | Heat Pump (West Mezzanine) |  |  | 071-MEZZANINE |  | 1
EM 048-3VTC
| W990017 |  | PM - Heat Pumps (5057 Woodward) | 6 | Month | 2016-06-01
071-HWP-226 | Heat Pump (West Mezzanine) |  |  | 071-MEZZANINE |  | 1
EM 048-3VTC
| W990017 |  | PM - Heat Pumps (5057 Woodward) | 6 | Month | 2016-06-01
071-HWP-227 | Heat Pump (West Mezzanine) |  |  | 071-MEZZANINE |  | 1
EM 048-3VTC
| W990017 |  | PM - Heat Pumps (5057 Woodward) | 6 | Month | 2016-06-01
104-HP-001 | North East Hallway Heat Pump |  |  | 104-1ST FL. |  | 1
| Climate Master |  | GRH-024BEC30CLSS | D14258828
104-HP-002 | Directors Apartment Horizontal Heat Pump |  |  | 104-00166.00 |  | 1
| Climate Master |  | GRH-019BEC30CLSS | D13956461
104-HP-003 | North Side Storage Room Horizontal Heat Pump |  |  | 104-00170.00 |  | 1
| Climate Master |  | GRH-030BEC30CLSS | D141518664
104-HP-004 | Data Room Heat Pump |  |  | 104-00158.00 |  | 1
| Climate Master |  | GSH-070AFC30CLSS | D14662632
104-HP-005 | Laundry Heat Pump |  |  | 104-00156.00 |  | 1
| Climate Master |  | GRH-036BFC30CLSS | D12541299
104-HP-006 | South Side Storage Room Horizontal Heat Pump |  |  | 104-00155.00 |  | 1
| Climate Master |  | GRH-030BEC30CLSS | D14258839
104-HP-007 | South Hallway Heat Pump |  |  | 104-00133.00 |  | 1
| Climate Master |  | GRH-036
104-HP-008 | 1st Floor Living Room Heat Pump |  |  | 104-00133.00 |  | 1
| Climate Master |  | GRH-024
104-HP-009 | Data Room 132 Heat Pump |  |  | 104-00133.00 |  | 1
| Climate Master |  | GRH-070
104-HP-010 | South East Elevator Machine Room Heat Pump |  |  | 104-1ST FL. |  | 1
| Climate Master |  | GRH-036
104-HP-011 | Directors Office, Front Desk & Lobby Heat Pump |  |  | 104-00130.00 |  | 1
| Climate Master |  | GRH-030
104-HP-012 | Salad 101 Heat Pump 1 |  |  | 104-1ST FL. |  | 1
| Climate Master |  | GRH-036
104-HP-013 | Salad 101 Heat Pump 2 |  |  | 104-1ST FL. |  | 1
| Climate Master |  | GRH-036
104-HP-014 | Former GamecoLand Heat Pump |  |  | 104-1ST FL. |  | 1
| Climate Master |  | GRH-024
104-HP-015 | Northwest Elevator Machine Room Horizontal Heat Pump |  |  | 104-00170.00 |  | 1
| Climate Master |  | GRH-019BEC30CLSS | D13956460
104-HP-016 | Living Room (140) Heat Pump |  |  | 104-00136.00 |  | 1
| Climate Master |  | GRH-036
104-HP-017 | Jimmy Johns Heat Pump 1 |  |  | 104-1ST FL. |  | 1
| Climate Master |  | GRH-036BGC30CRSS | G12856873
104-HP-018 | Jimmy Johns Heat Pump 2 |  |  | 104-1ST FL. |  | 1
| Comfort-Aire |  | HRH048A1C00AR5 | K1948464
104-HXP-006 | Heat Exchanger Circulating Pump |  |  | 104-00145.00 |  | 1
Marathon Electric
104-RHP-001 | RESIDEN'S HEAT PUMP 1-221, RESIDENT'S SUITS |  |  |  |  | 1
115-HP-001 | Laundry Heat Pump |  |  | 115-00123.00 |  | 1
|  |  | GRH036AFC30CLBSS | C15101235
115-HP-002 | Starbucks Heat Pump #2 |  |  | 115-00120.00 |  | 1
| Climate Master |  | GRH024AEC30CLBSS | C12874678
115-HP-003 | Starbucks Heat Pump #1 |  |  | 115-00120.00 |  | 1
| Climate Master |  | GRH0048AFC30CLBSS | C15101261
115-HP-004 | Data Room (109) Heat Pump |  |  | 115-00111.00 |  | 1
| Mammoth |  | G062HHP-F | 06H332390
115-HP-005 | Einsteins Heat Pump #1 |  |  | 115-00108.00 |  | 1
| Climate Master |  | GRH036AFC30CLBSS | C15101236
115-HP-006 | Community Director Apartment Heat Pump |  |  | 115-00107.00 |  | 1
| Climate Master |  | GRH024AEC30CLBSS | C15110199
115-HP-007 | Elevator Machine Room Heat Pump |  |  | 115-00106.00 |  | 1
| Climate Master |  | GRH012AEC30CLBSS | C12874541
115-HP-008 | Activity Room Heat Pump |  |  | 115-00103.00 |  | 1
| Climate Master |  | GRH060AFC30CLBSS | C15110273
115-HP-009 | Front Desk & Lobby Heat Pump |  |  | 115-00102.00 |  | 1
| Climate Master |  | GRH030AEC30CLBSS | C15101220
115-HP-010 | Warrior Dining Heat Pump 1 |  |  | 115-00133.00 |  | 1
| Climate Master |  | GRH048AFC30CLBSS | C14998260
115-HP-011 | Warrior Dining Heat Pump 2 |  |  | 115-00133.00 |  | 1
| Climate Master |  | RH030AEC30CLBSS | C15101219
115-HP-012 | Community Director Office Heat Pump |  |  | 115-00129.00 |  | 1
| Climate Master |  | GRH048AFC30CLBSS | C15101264
115-HP-013 | Warrior Dining Heat Pump 3 |  |  | 115-00133.00 |  | 1
| Climate Master |  | GRH048AFC30CLBSS | C15101262
115-HP-014 | Warrior Dining Heat Pump 4 |  |  | 115-00133.00 |  | 1
| Climate Master |  | GRH048AFC30CLBSS | C15101260
115-HP-015 | Warrior Dining Service Area Heat Pump 1 (WEST) |  |  | 115-00134.00 |  | 1
| Climate Master |  | GRH060AFC30CLBSS | C15110275
115-HP-016 | Warrior Grill Heat Pump 1 |  |  | 115-00132.00 |  | 1
| Climate Master |  | GRH048AFC30CLBSS | C15101265
115-HP-017 | Warrior Dining Service Area Heat Pump 2 |  |  | 115-00134.00 |  | 1
| Climate Master |  | GRH060AFC30CLBSS | C15110274
115-HP-018 | Warrior Kitchen Heat Pump 1 |  |  | 115-00135.00 |  | 1
| Climate Master |  | GRH060AFC30CLBSS | M1027301
115-HP-019 | Warrior Grill Heat Pump 2 |  |  | 115-00132.00 |  | 1
| Climate Master |  | GRH048AFC30CLBSS | C15101263
115-HP-020 | Kitchen Office Heat Pump |  |  | 115-00149.00 |  | 1
| Climate Master |  | GRH019AEC30CLBSS | C12874947
115-HP-021 | Warrior Kitchen Heat Pump 2 |  |  | 115-00136.00 |  | 1
| Climate Master |  | GRH030AEC30CLBSS | C15101218
115-HP-022 | Einsteins Heat Pump #2 |  |  | 115-00108.00 |  | 1
| Climate Master |  | GRH009AEC30CLSS | D12339869
115-HP-023 | Einsteins Heat Pump #3 |  |  | 115-00108.00 |  | 1
| Climate Master |  | GRH036AFC30CLSS | D11230102
115-HP-024 | Starbucks Heat Pump #3 (Storeroom) |  |  | 115-00120.00 |  | 1
| Climate Master |  | GRH048AFC30CLSS | E14144961
115-HP-025 | Starbucks Heat Pump #4 (Storeroom) |  |  | 115-00120.00 |  | 1
| Climate Master |  | GRH030BEC30CLSS | E14649307
127-HP-001 | The Towers Pharmacy Heat Pump |  |  | 127-00102.00 |  | 1
| Climate Master |  | GCH030BEC30CLSS | K13788474
127-HP-001A | The Towers Pharmacy Heat Pump |  |  | 127-00102.00 |  | 1
| Climate Master |  | GCH030BEC30CLSS | M10210535
127-HP-002 | Bizdom Heat Pump |  |  | 127-1STFL. |  | 1
| Climate Master |  | GCH030BEC30CLSS | F13796545
127-HP-0027 | Salon X Heat Pump 2 |  |  | 127-00105.00 |  | 1
| Climate Master |  | GCH060BGC30CLSS | J14325027
127-HP-0028 | The Towers Pharmacy Heat Pump |  |  | 127-00132.00 |  | 1
| Climate Master |  | HBH024A1C30CRS | P10928691
127-HP-003 | Fed Ex Heat Pump |  |  | 127-00104.00 |  | 1
| Climate Master |  | GCH0
127-HP-004 | Salon X Heat Pump |  |  | 127-00105.00 |  | 1
| Climate Master |  | GCH030BEC30CLSS | F13796544
127-HP-005 | Freshens Heat Pump |  |  | 127-00106.00 |  | 1
| Climate Master |  | GCH030BEC30CLSS | F13898440
127-HP-006 | Barnes& Nobel Heat Pump #1 |  |  | 127-00108.00 |  | 1
| Climate Master |  | GCH030BEC30CLSS | F13898438
127-HP-007 | Barnes & Nobel Heat Pump #2 |  |  | 127-00109.00 |  | 1
| Climate Master |  | GCH030BEC30CLSS | f13796542
127-HP-008 | Pizzaeria Venti Heat Pump #1 |  |  | 127-00110.00 |  | 1
| Climate Master |  | GCH030BEC30CLSS | F13898439
127-HP-009 | Pizzaeria Venti Heat Pump #2 |  |  | 127-00110.00 |  | 1
| Climate Master |  | GCH030BEC30CLSS | F13999692
127-HP-010 | Heat Pump |  |  | 127-1STFL. |  | 1
| Climate Master |  | GCH0
127-HP-011 | Lobby & Desk Heat Pump |  |  | 127-1STFL. |  | 1
| Climate Master |  | GCH030
127-HP-012 | North Hall Heat Pump |  |  | 127-1STFL. |  | 1
| Climate Master |  | GCH030
127-HP-013 | Activity Room Heat Pump |  |  | 127-1STFL. |  | 1
| Climate Master |  | GCH030
127-HP-014 | Electrical Room Heat Pump |  |  | 127-00117.00 |  | 1
| Climate Master |  | GCH030
127-HP-014A | Electrical Room Heat Pump #2 |  |  | 127-1STFL. |  | 1
| Climate Master |  | GCH030
127-HP-015 | Ice Cream Station Heat Pump |  |  | 127-1STFL. |  | 1
| Climate Master |  | GCH030
127-HP-016 | North Dining Heat Pump |  |  | 127-1STFL. |  | 1
| Climate Master |  | GCH030
127-HP-017 | North Central Dining Heat Pump |  |  | 127-1STFL. |  | 1
| Climate Master |  | GCH030
127-HP-018 | Central Dining Heat Pump |  |  | 127-1STFL. |  | 1
| Climate Master |  | GCH030
127-HP-019 | South Central Dining Heat Pump |  |  | 127-1STFL. |  | 1
| Climate Master |  | GCH030
127-HP-020 | South Dining Heat Pump |  |  | 127-1STFL. |  | 1
| Climate Master |  | GCH030
127-HP-021 | Serving Area Heat Pump West |  |  | 127-1STFL. |  | 1
| Climate Master |  | GCH030
127-HP-022 | Serving Area Heat Pump East |  |  | 127-1STFL. |  | 1
| Climate Master |  | GCH030
127-HP-023 | Dry Goods Heat Pump |  |  | 127-1STFL. |  | 1
| Climate Master |  | GCH030
127-HP-024 | Cooking Heat Pump |  |  | 127-1STFL. |  | 1
| Climate Master |  | GCH030
127-HP-025 | Kitchen Office Heat Pump |  |  | 127-1STFL. |  | 1
| Climate Master |  | GCH030
127-HP-026 | Pizzaeria Venti Heat Pump #3 |  |  | 127-00110.00 |  | 1
| Climate Master |  | GCH060BFC30CLSS | F15225252
127-HP-027 | Freshens Heat Pump #2 |  |  | 127-00106.00 |  | 1
| Carrier |  | 50RHC036SCC50130 | 048V47189
150-HWP-001 | Perimeter Heat Pump |  |  | 150-00200.00 |  | 1
| Bell & Gossett |  | 185011 | 1319463
504-HP-001 | HEAT PUMP (Rm 001) |  |  | 504-00001.00
| Carrier |  | 50PCH042ZCC50130 | 0614V12229
504-HP-002 | HEAT PUMP (RM 011) |  |  | 504-00011.00
| Carrier |  | 50PCH036ZCC5ACC1 | 381405433
504-HP-003 | HEAT PUMP (RM 033-LOUNGE) |  |  | 504-00033.00
| Carrier |  | 50PCH042BCC5ACC1 | 3814V05434
504-HP-004 | HEAT PUMP (RM 010) |  |  | 504-00010.00
| Carrier |  | 50PCH042ZCC5ACC1 | 3814V05437
504-HP-005 | HEAT PUMP (RM 108) |  |  | 504-00108.00
| Carrier |  | 50PCH024ZCC5ACC1 | 3814V05424
504-HP-006 | HEAT PUMP (RM 120) |  |  | 504-00120.00
| Carrier |  | 50PCH042ZCC5ACC1 | 3814V05423
504-HP-007 | HEAT PUMP (RM 140) |  |  | 504-00140.00
| Carrier |  | 50PCH042ZCC50130 | 1114V13963
504-HP-008 | HEAT PUMP (RM 105) |  |  | 504-00105.00
| Carrier |  | 50PCH048ZCC5ACC1 | 3814V05438
504-HP-009 | HEAT PUMP (RM 220) |  |  | 504-00220.00
| Carrier |  | 50PCH0305CC50130 | 1214V23844
504-HP-010 | HEAT PUMP (RM 212) |  |  | 504-00212.00
| Carrier |  | 50PCH030BCC5ACC1 | 3814V05428
504-HP-011 | HEAT PUMP (RM 211) |  |  | 504-00211.00
| Carrier |  | 50PCH030BCC5ACC1 | 3814V05427
504-HP-012 | HEAT PUMP (RM 237) |  |  | 504-00237.00
| Carrier |  | 50PCH042BCC5ACC1 | 3814V05435
504-HP-013 | HEAT PUMP (RM 302) |  |  | 504-00302.00
| Carrier |  | 50PCH036BCC5ACC1 | 3814V05431
504-HP-014 | HEAT PUMP (RM 320) |  |  | 504-00320.00
| Carrier |  | 50PCH030ZCC5ACC1 | 3814V05429
504-HP-015 | HEAT PUMP (RM 337) |  |  | 504-00337.00
| Carrier |  |  | ACCESS PANEL MISSING
504-HP-016 | HEAT PUMP (RM 307) |  |  | 504-00307.00
| Carrier |  | 500PCH060BCC5ACC1 | 3814V05442
504-HP-017 | HEAT PUMP (RM 409) |  |  | 504-00409.00
| Carrier |  | 50PCH030ZCC50130 | 114V13965
504-HP-018 | HEAT PUMP (RM 410) |  |  | 504-00410.00
| Carrier |  | 50PCH030ZCC50130 | 2314V12019
504-HP-019 | HEAT PUMP (RM 427) |  |  | 504-00427.00
| Carrier |  | 50PCH030ZCC50130 | 2314V12018
504-HP-020 | HEAT PUMP (RM 402) |  |  | 504-00402.00
| Carrier |  | PCH030ZCC50130 | 0214V10387
504-HP-021 | HEAT PUMP (1st Flr Parlor) |  |  | 504-00120.00
| Carrier |  | 50K0019301 | T9831551
504-HP-022 | HEAT PUMP |  |  | 504-00135.00
Trane.
504-HP-023 | HEAT PUMP |  |  | 504-00235.00
Trane.
504-HP-024 | HEAT PUMP |  |  | 504-00335.00
Trane.
536-HP-001 | Parking Office Trane AHU Unit/Heat Pump |  |  |  |  | 1
| TraneAHU |  | TWE060A400EL | 8124UEHBD
| W841601 |  | PM - Air Handling Unit, HV Type | 3 | Month | 2016-08-01
603-GWP-001 | GWP-1 (PREHEAT PUMP) |  |  | 603-PENTHOUSE |  | 1
| Bell & Gossett |  | AE53A
637-HP-073 | Heat Pump |  |  |  |  | 1
992-HP-001 | Heat Pump 45, Room 128 |  |  | 992-00128.00 |  | 1
YORK
992-HP-002 | Heat Pump 46, Room 116 |  |  | 992-00116.00 |  | 1
YORK
992-HP-003 | Heat Pump 47, Room 110 |  |  | 992-00110.00 |  | 1
Trane.
992-HP-004 | Heat Pump 45, Room 126 |  |  | 992-00126.00 |  | 1
992-HP-005 | Packaged Heat Pump 1, 4th Floor Research Lab |  |  | 992-4TH FLOOR |  | 1
992-HP-006 | Packaged Heat Pump 2, 4th Floor Research Lab |  |  | 992-4TH FLOOR |  | 1
992-HP-007 | Packaged Heat Pump 3, 4th Floor Research Lab |  |  | 992-4TH FLOOR |  | 1
992-HP-008 | Packaged Heat Pump 4, 4th Floor Research Lab |  |  | 992-4TH FLOOR |  | 1
992-HP-009 | Packaged Heat Pump 5, 4th Floor Research Lab |  |  | 992-4TH FLOOR |  | 1
992-HP-010 | Packaged Heat Pump 6, 4th Floor Research Lab |  |  | 992-4TH FLOOR |  | 1
992-HP-011 | Packaged Heat Pump 7, 4th Floor Research Lab |  |  | 992-4TH FLOOR |  | 1
992-HP-012 | Packaged Heat Pump 8, 4th Floor Research Lab |  |  | 992-4TH FLOOR |  | 1
992-HP-013 | Packaged Heat Pump 9, 4th Floor Research Lab |  |  | 992-4TH FLOOR |  | 1
992-HP-014 | Packaged Heat Pump 10, 4th Floor Research Lab |  |  | 992-4TH FLOOR |  | 1
992-HP-015 | Packaged Heat Pump 11, 4th Floor Research Lab |  |  | 992-4TH FLOOR |  | 1
992-HP-016 | Packaged Heat Pump 12, 4th Floor Research Lab |  |  | 992-4TH FLOOR |  | 1
992-HP-017 | Packaged Heat Pump 13, 4th Floor Research Lab |  |  | 992-4TH FLOOR |  | 1
992-HP-018 | Packaged Heat Pump 14, 4th Floor Research Lab |  |  | 992-4TH FLOOR |  | 1
992-HP-019 | Packaged Heat Pump 15, 4th Floor Research Lab |  |  | 992-4TH FLOOR |  | 1
992-HP-020 | Packaged Heat Pump 16, 4th Floor Research Lab |  |  | 992-4TH FLOOR |  | 1
992-HP-021 | Packaged Heat Pump 17, 4th Floor Research Lab |  |  | 992-4TH FLOOR |  | 1
992-HP-022 | Packaged Heat Pump 18, 4th Floor Research Lab |  |  | 992-4TH FLOOR |  | 1
992-HP-023 | Packaged Heat Pump 19, 4th Floor Research Lab |  |  | 992-4TH FLOOR |  | 1
992-HP-024 | Packaged Heat Pump 20, 4th Floor Research Lab |  |  | 992-4TH FLOOR |  | 1
992-HP-025 | Packaged Heat Pump 21, 4th Floor Research Lab |  |  | 992-4TH FLOOR |  | 1
992-HP-026 | Packaged Heat Pump 22, 4th Floor Research Lab |  |  | 992-4TH FLOOR |  | 1
992-HP-027 | Packaged Heat Pump 23, 4th Floor Research Lab |  |  | 992-4TH FLOOR |  | 1
992-HP-028 | Packaged Heat Pump 24, 4th Floor Research Lab |  |  | 992-4TH FLOOR |  | 1
992-HP-029 | Packaged Heat Pump 25, 4th Floor Research Lab |  |  | 992-4TH FLOOR |  | 1
992-HP-030 | Packaged Heat Pump 26, 4th Floor Research Lab |  |  | 992-4TH FLOOR |  | 1
992-HP-031 | Packaged Heat Pump 27, 4th Floor Research Lab |  |  | 992-4TH FLOOR |  | 1
992-HP-032 | Packaged Heat Pump 28, 4th Floor Research Lab |  |  | 992-4TH FLOOR |  | 1
992-HP-033 | Packaged Heat Pump 29, 4th Floor Research Lab |  |  | 992-4TH FLOOR |  | 1
992-HP-034 | Packaged Heat Pump 30, 4th Floor Research Lab |  |  | 992-4TH FLOOR |  | 1
992-HP-035 | Packaged Heat Pump 31, 4th Floor Research Lab |  |  | 992-4TH FLOOR |  | 1
992-HP-036 | Packaged Heat Pump 32, 4th Floor Research Lab |  |  | 992-4TH FLOOR |  | 1
992-HP-037 | Packaged Heat Pump 33, 4th Floor Research Lab |  |  | 992-4TH FLOOR |  | 1
992-HP-038 | Packaged Heat Pump 34, 4th Floor Research Lab |  |  | 992-4TH FLOOR |  | 1
992-HP-039 | Packaged Heat Pump 35, 4th Floor Research Lab |  |  | 992-4TH FLOOR |  | 1
992-HP-040 | Packaged Heat Pump 36, 4th Floor Research Lab |  |  | 992-4TH FLOOR |  | 1
992-HP-041 | Packaged Heat Pump 37, 4th Floor Research Lab |  |  | 992-4TH FLOOR |  | 1
992-HP-042 | Packaged Heat Pump 38, 4th Floor Research Lab |  |  | 992-4TH FLOOR |  | 1
992-HP-043 | Packaged Heat Pump 39, 4th Floor Research Lab |  |  | 992-4TH FLOOR |  | 1
992-HP-044 | Packaged Heat Pump 40, 4th Floor Research Lab |  |  | 992-4TH FLOOR |  | 1
992-HP-045 | Packaged Heat Pump 41, 4th Floor Research Lab |  |  | 992-4TH FLOOR |  | 1
992-HP-046 | Packaged Heat Pump 42, 4th Floor Research Lab |  |  | 992-4TH FLOOR |  | 1
992-HP-047 | Packaged Heat Pump 43, 4th Floor Research Lab |  |  | 992-4TH FLOOR |  | 1
Total | [5 empty] | 417
Heat Recovery
090-EDC-SYS2 | EDC Special System #2: Energy Recovery System |  |  |  |  | 0
Total | [5 empty] | 1
Heat Recovery Pump
005-HRP-001 | Heat Recovery Pump |  |  | 005-04026.00 |  | 0
Total | [5 empty] | 1
Heating & Vent Unit
016-HVU-001 | Unit Ventilator (UV-1) |  |  | 016-00408.00
UV6CHW4-230 (Airedale)
| W833601 |  | PM - Fan Coil/HV/AC Unit | 6 | Month | 2016-10-03
016-HVU-002 | Unit Ventilator (UV-2) |  |  | 016-00408.00
UV6CHW4-230 (Airedale)
| W833601 |  | PM - Fan Coil/HV/AC Unit | 6 | Month | 2016-10-03
016-HVU-003 | Unit Ventilator (UV-3) |  |  | 016-00412.00
UV6CHW4-230 (Airedale)
| W833601 |  | PM - Fan Coil/HV/AC Unit | 6 | Month | 2016-10-03
016-HVU-004 | Unit Ventilator (UV-4) |  |  | 016-00412.00
UV6CHW4-230 (Airedale)
| W833601 |  | PM - Fan Coil/HV/AC Unit | 6 | Month | 2016-10-03
016-HVU-005 | Unit Ventilator (UV-5) - Rm 421 |  |  | 016-00421.00
UV6CHW4-230 (Airedale)
| W833601 |  | PM - Fan Coil/HV/AC Unit | 6 | Month | 2016-10-03
016-HVU-006 | Unit Ventilator (UV-6) - Rm 430 |  |  | 016-00430.00
UV6CHW4-230 (Airedale)
| W833601 |  | PM - Fan Coil/HV/AC Unit | 6 | Month | 2016-10-03
016-HVU-007 | Unit Ventilator (UV-7) - Rm 430 |  |  | 016-00430.00
UV6CHW4-230 (Airedale)
| W833601 |  | PM - Fan Coil/HV/AC Unit | 6 | Month | 2016-10-03
016-HVU-008 | Unit Ventilator (UV-8) - Rm 430 |  |  | 016-00430.00
UV6CHW4-230 (Airedale)
| W833601 |  | PM - Fan Coil/HV/AC Unit | 6 | Month | 2016-10-03
022-HVU-001 | Heating and Ventilation Unit 1 |  |  | 022-BSMNT 16 |  | 1
| PREFILTERS |  | Replace PRE-filters | 3 | Month | 2016-10-03
022-HVU-002 | Heating and Ventilation Unit 2 |  |  | 022-BSMNT 16 |  | 1
| PREFILTERS |  | Replace PRE-filters | 3 | Month | 2016-10-03
090-HVU-001 | Heating and Ventilation Unit 1 (Serves Old Lab Wing East ) |  |  | 090-E PH |  | 1
| American Blower |  | 537 | 537-40-LSM
| PREFILTERS |  | Replace PRE-filters | 3 | Month | 2016-08-01
090-HVU-001 | Heating and Ventilation Unit 1 (Serves Old Lab Wing East ) |  |  | 090-E PH |  | 1
| American Blower |  | 537 | 537-40-LSM
| AHU-ANNUAL |  | PM - Air Handling Unit (ANNUAL) | 1 | Year | 2016-10-03
090-HVU-002 | Heating and Ventilation Unit 2 (Serves Old Lab Wing Center) |  |  | 090-E PH |  | 1
| American Blower |  | 593 | 593-46
| PREFILTERS |  | Replace PRE-filters | 3 | Month | 2016-08-01
090-HVU-002 | Heating and Ventilation Unit 2 (Serves Old Lab Wing Center) |  |  | 090-E PH |  | 1
| American Blower |  | 593 | 593-46
| AHU-ANNUAL |  | PM - Air Handling Unit (ANNUAL) | 1 | Year | 2016-10-03
090-HVU-003 | Heating and Ventilating Unit 3 ( (Serves Old Lab Wing West) |  |  | 090-04317.00 |  | 1
| American Blower |  | 726 | 726-40
| PREFILTERS |  | Replace PRE-filters | 3 | Month | 2016-08-01
090-HVU-003 | Heating and Ventilating Unit 3 ( (Serves Old Lab Wing West) |  |  | 090-04317.00 |  | 1
| American Blower |  | 726 | 726-40
| AHU-ANNUAL |  | PM - Air Handling Unit (ANNUAL) | 1 | Year | 2016-10-03
090-HVU-004 | Heating and Ventilating Unit 4 (Serves Old Lab Wing 400 Area) |  |  | 090-00401.00 |  | 1
| American Blower |  | 440 | 440-37
| PREFILTERS |  | Replace PRE-filters | 3 | Month | 2016-08-01
090-HVU-004 | Heating and Ventilating Unit 4 (Serves Old Lab Wing 400 Area) |  |  | 090-00401.00 |  | 1
| American Blower |  | 440 | 440-37
| AHU-ANNUAL |  | PM - Air Handling Unit (ANNUAL) | 1 | Year | 2016-10-03
115-UNH-001 | Unit Heater 1 |  |  | 115-00124.00 |  | 1
| Modine |  | PD 100AE0130 | 30011010702-0716
115-UNH-002 | Unit Heater for Laundry Room |  |  | 115-00124.00 |  | 1
| Modine |  | BD 150AE1730 | 15101012302-3419
130-HVU-001 | Heating Fan, North Perimeter Heat |  |  | 130-01126.00 |  | 1
| Bohn |  | HD41BMA | BOK7107
| PREFILTERS |  | Replace PRE-filters | 4 | Month | 2016-08-01
130-HVU-002 | Heating Fan, South Perimeter Heat |  |  | 130-01302.10 |  | 1
| Bohn |  | HD41BMA | BOK7108
| PREFILTERS |  | Replace PRE-filters | 4 | Month | 2016-08-01
140-HVU-001 | Herman Nelson Unit #1 |  |  | 140-00116.00 |  | 1
| W833601 |  | PM - Fan Coil/HV/AC Unit | 1 | Year | 2016-09-01
140-HVU-002 | Herman Nelson Unit #2 |  |  | 140-00116.00 |  | 1
| W833601 |  | PM - Fan Coil/HV/AC Unit | 1 | Year | 2016-09-01
140-HVU-003 | Herman Nelson Unit #3 |  |  | 140-00116.00 |  | 1
| W833601 |  | PM - Fan Coil/HV/AC Unit | 1 | Year | 2016-09-01
140-HVU-004 | Herman Nelson Unit #4 |  |  | 140-00114.10 |  | 1
| W833601 |  | PM - Fan Coil/HV/AC Unit | 1 | Year | 2016-09-01
140-HVU-005 | Herman Nelson Unit #5 |  |  | 140-00114.10 |  | 1
| W833601 |  | PM - Fan Coil/HV/AC Unit | 1 | Year | 2016-09-01
140-HVU-006 | Herman Nelson Unit #6 |  |  | 140-00114.10 |  | 1
| W833601 |  | PM - Fan Coil/HV/AC Unit | 1 | Year | 2016-09-01
140-HVU-007 | Herman Nelson Unit #7 |  |  | 140-00114.10 |  | 1
| W833601 |  | PM - Fan Coil/HV/AC Unit | 1 | Year | 2016-09-01
140-HVU-008 | Herman Nelson Unit #8 |  |  | 140-00114.30 |  | 1
| W833601 |  | PM - Fan Coil/HV/AC Unit | 1 | Year | 2016-09-01
140-HVU-009 | Herman Nelson Unit #9 |  |  | 140-00114.40 |  | 1
| W833601 |  | PM - Fan Coil/HV/AC Unit | 1 | Year | 2016-09-01
140-HVU-010 | Herman Nelson Unit #10 |  |  | 140-00114.60 |  | 1
| W833601 |  | PM - Fan Coil/HV/AC Unit | 1 | Year | 2016-09-01
140-HVU-011 | Herman Nelson Unit #11 |  |  | 140-00114.60 |  | 1
| W833601 |  | PM - Fan Coil/HV/AC Unit | 1 | Year | 2016-09-01
140-HVU-012 | Herman Nelson Unit #12 |  |  | 140-00114.60 |  | 1
| W833601 |  | PM - Fan Coil/HV/AC Unit | 1 | Year | 2016-09-01
140-HVU-013 | Herman Nelson Unit #13 |  |  | 140-00114.60 |  | 1
| W833601 |  | PM - Fan Coil/HV/AC Unit | 1 | Year | 2016-09-01
140-HVU-014 | Herman Nelson Unit #14 |  |  | 140-00112.00 |  | 1
| W833601 |  | PM - Fan Coil/HV/AC Unit | 1 | Year | 2016-09-01
140-HVU-015 | Herman Nelson Unit #15 |  |  | 140-00112.00 |  | 1
| W833601 |  | PM - Fan Coil/HV/AC Unit | 1 | Year | 2016-09-01
140-HVU-016 | Herman Nelson Unit #16 |  |  | 140-00112.00 |  | 1
| W833601 |  | PM - Fan Coil/HV/AC Unit | 1 | Year | 2016-09-01
140-HVU-017 | Herman Nelson Unit #17 |  |  | 140-00112.00 |  | 1
| W833601 |  | PM - Fan Coil/HV/AC Unit | 1 | Year | 2016-09-01
140-HVU-018 | Herman Nelson Unit #18 |  |  | 140-00149.00 |  | 1
| W833601 |  | PM - Fan Coil/HV/AC Unit | 1 | Year | 2016-09-01
140-HVU-019 | Herman Nelson Unit #19 |  |  | 140-00149.00 |  | 1
| W833601 |  | PM - Fan Coil/HV/AC Unit | 1 | Year | 2016-09-01
140-HVU-020 | Herman Nelson Unit #20 |  |  | 140-00189.00 |  | 1
| W833601 |  | PM - Fan Coil/HV/AC Unit | 1 | Year | 2016-09-01
140-HVU-021 | Herman Nelson Unit #21 |  |  | 140-00189.00 |  | 1
| W833601 |  | PM - Fan Coil/HV/AC Unit | 1 | Year | 2016-09-01
140-HVU-022 | Herman Nelson Unit #22 |  |  | 140-00189.00 |  | 1
| W833601 |  | PM - Fan Coil/HV/AC Unit | 1 | Year | 2016-09-01
140-HVU-023 | Herman Nelson Unit #23 |  |  | 140-00179.00 |  | 1
| W833601 |  | PM - Fan Coil/HV/AC Unit | 1 | Year | 2016-09-01
140-HVU-024 | Herman Nelson Unit #24 |  |  | 140-00179.00 |  | 1
| W833601 |  | PM - Fan Coil/HV/AC Unit | 1 | Year | 2016-09-01
140-HVU-025 | Herman Nelson Unit #25 |  |  | 140-00179.00 |  | 1
| W833601 |  | PM - Fan Coil/HV/AC Unit | 1 | Year | 2016-09-01
140-HVU-026 | Herman Nelson Unit #26 |  |  | 140-00179.00 |  | 1
| W833601 |  | PM - Fan Coil/HV/AC Unit | 1 | Year | 2016-09-01
140-HVU-027 | Herman Nelson Unit #27 |  |  | 140-00169.00 |  | 1
| W833601 |  | PM - Fan Coil/HV/AC Unit | 1 | Year | 2016-09-01
140-HVU-028 | Herman Nelson Unit #28 |  |  | 140-00169.00 |  | 1
| W833601 |  | PM - Fan Coil/HV/AC Unit | 1 | Year | 2016-09-01
140-HVU-029 | Herman Nelson Unit #29 |  |  | 140-00169.00 |  | 1
| W833601 |  | PM - Fan Coil/HV/AC Unit | 1 | Year | 2016-09-01
140-HVU-030 | Herman Nelson Unit #30 |  |  | 140-00171.00 |  | 1
| W833601 |  | PM - Fan Coil/HV/AC Unit | 1 | Year | 2016-09-01
140-HVU-031 | Herman Nelson Unit #31 |  |  | 140-00171.00 |  | 1
| W833601 |  | PM - Fan Coil/HV/AC Unit | 1 | Year | 2016-09-01
611-HVU-001** | Heating Ventilation Unit 1 |  |  |  |  | 1
| W833601 |  | PM - Fan Coil/HV/AC Unit | 3 | Month | 2016-09-01
611-HVU-004** | Heating Ventilation Unit 4 |  |  |  |  | 1
| W833601 |  | PM - Fan Coil/HV/AC Unit | 3 | Month | 2016-09-01
612-HVU-001 | Heating & Ventilation Unit 1 |  |  | 612-PH |  | 1
| PREFILTERS |  | Replace PRE-filters | 3 | Month | 2016-10-01
612-HVU-001 | Heating & Ventilation Unit 1 |  |  | 612-PH |  | 1
| AHU-ANNUAL |  | PM - Air Handling Unit (ANNUAL) | 1 | Year | 2016-01-01
Total | [5 empty] | 57
Heating Hot Water System
026-HHW-SYS | Heating Hot Water System |  |  |  |  | 0
046-HHW-SYS1 | Heating Hot Hot Water System - LAW LIBRARY |  |  | 046-00410.00 |  | 1
046-HHW-SYS2 | Heating Hot Hot Water System - LAW SCHOOL BLDG |  |  | 046-00410.00 |  | 1
049-HHW-SYS | Heating Hot Water System |  |  |  |  | 0
090-HHW-SYS1 | Heating Hot Water System - Office Wing |  |  |  |  | 1
090-HHW-SYS2 | Perimeter Heating Hot Water System - Old Lab Wing |  |  |  |  | 1
090-HHW-SYS3 | EDC Heating Hot Wtr Sys (servesReheat, Perimeter, Radiant & AHUs) |  |  |  |  | 1
155-HHW-SYS1 | Perimeter Heating Hot Water System |  |  |  |  | 1
155-HHW-SYS2 | Reheat Heating Hot Water System (Serves 1st Flr Only) |  |  |  |  | 1
166-HHW-SYS | Manufacturing Building Heating Hot Water System |  |  |  |  | 1
Total | [5 empty] | 10
Heating Valve
053-SAF3.HV-TMR | Timer for SAF-3 H.V. located in Mech. Room 0410
992-HVLV-001 | Heating Zone, Pneumatic Valve Z01HV |  |  | 992-ZONE 1 |  | 0
992-HVLV-002 | Heating Zone, Pneumatic Valve Z02HV |  |  | 992-ZONE 2 |  | 0
992-HVLV-003 | Heating Zone, Pneumatic Valve Z03HV |  |  | 992-ZONE 3 |  | 0
992-HVLV-004 | Heating Zone, Pneumatic Valve Z04HV |  |  | 992-ZONE 4 |  | 0
992-HVLV-005 | Heating Zone, Pneumatic Valve Z05HV |  |  | 992-ZONE 5 |  | 0
992-HVLV-006 | Heating Zone, Pneumatic Valve Z06HV |  |  | 992-ZONE 6 |  | 0
992-HVLV-007 | Heating Zone, Pneumatic Valve Z07HV |  |  | 992-ZONE 7 |  | 0
992-HVLV-008 | Heating Zone, Pneumatic Valve Z08HV |  |  | 992-ZONE 8 |  | 0
992-HVLV-009 | Heating Zone, Pneumatic Valve Z09HV |  |  | 992-ZONE 9 |  | 0
992-HVLV-010 | Heating Zone, Pneumatic Valve Z10HV |  |  | 992-ZONE 10 |  | 0
992-HVLV-011 | Heating Zone, Pneumatic Valve Z11HV |  |  | 992-ZONE 11 |  | 0
992-HVLV-012 | Heating Zone, Pneumatic Valve Z12HV |  |  | 992-ZONE 12 |  | 0
992-HVLV-013 | Heating Zone, Pneumatic Valve Z13HV |  |  | 992-ZONE 13 |  | 0
Total | [5 empty] | 14
Holding Tank
068-HOLD-001 | Holding Tank |  |  | 068-00051.00 |  | 0
080-TANK-002 | Head Tank for Hot Water Heat, Attic of 269 |  |  | 080-00269.00 |  | 0
134-TANK-001 | Hot Water Tank |  |  | 134-PENTHOUSE |  | 0
474-TANK-001 | Make Up Feedwater Tank |  |  | 474-00057.00 |  | 0
| GBLDG |  | PM - General Building Work | 1 | Year | 2010-05-07
608-TANK-001 | Chemical Tank, WT-1 |  |  | 608-00069.00 |  | 0
Total | [5 empty] | 5
Hot Water Heater
033-HWH-001 | HOT WATER HEATER |  |  | 033-BASEMENT |  | 1
038-DHW-002 | Booster Heater (Domestic Hot Water Heater) |  |  | 038-00010.00 |  | 1
038-DHW-003 | Booster Heater (Hot Water Heating System) |  |  | 038-00010.00 |  | 1
042-DHW-001* | Electric Hot Water Heater (Being Replaced/Not Yet Put In) |  |  | 042-00032.00 |  | 1
049-DHW-001 | Domestic Hot Water Heater (3133) |  |  | 049-03133.00 |  | 1
| Lochinvar |  | ETX052KK | WC8876586
| W839105 |  | PM - Domestic Water Heater, Electric | 6 | Month | 2016-07-01
049-DHW-002 | Domestic Hot Water Heater |  |  | 049-01140.00 |  | 1
| Lochinvar |  | ETX052KK | WC8876587
| W839105 |  | PM - Domestic Water Heater, Electric | 6 | Month | 2016-07-01
060-HWH-001 | 2nd Floor Hot Water Heater |  |  | 060-2ND FLOOR |  | 1
062-DHW-001 | Domestic Hot Wtr Heater (serves 1st & 2nd Flr Ctr Restroom & Custodial Closets) |  |  | 062-01506.00
81V30D (Rheem Elect)
| W839101 |  | PM - Domestic Water Heater, Gas | 1 | Year | 2016-06-12
062-DHW-002 | Domestic Hot Wtr Heater (serves 1st & 2nd Flr Mens Room Front) |  |  | 062-LOBBY
|  |  | No Tag Elect 20 gal | No Tag Cannot be read
| W839101 |  | PM - Domestic Water Heater, Gas | 1 | Year | 2016-06-12
062-DHW-003 | Domestic Hot Wtr Heater (serves 1st & 2nd Flr Womens room) |  |  | 062-LOBBY
| Lochinvar |  | Lochinvar Elect 207V 206
| W839101 |  | PM - Domestic Water Heater, Gas | 1 | Year | 2016-06-12
062-DHW-004 | Domestic Hot Wtr Heater (serves 3rd & 4th Flr Mens Room ) |  |  | 062-03000.00
| Lochinvar |  | Lochinvar Elect 207V | No Tag
| W839101 |  | PM - Domestic Water Heater, Gas | 1 | Year | 2016-06-12
062-DHW-005 | Domestic Hot Wtr Heater (serves 3rd & 4th Flr Womens Room) |  |  | 062-03000.00
|  |  | Elect 20 Gal 207V | No Tag
| W839101 |  | PM - Domestic Water Heater, Gas | 1 | Year | 2016-06-12
062-DHW-006 | Domestic Hot Wtr Heater (serves 3rd & 4th Flr Ctr Restroom & Custodial Closets) |  |  | 062-03622.00
| Lochinvar |  | Elect 20 Gal 207V | No Tag
| W839101 |  | PM - Domestic Water Heater, Gas | 1 | Year | 2016-06-12
065-DWH-001 | DOMESTIC WATER HEATER |  |  | 065-00124.00 |  | 1
| Stonesteel |  | V10SEH1036DW | 2173363
080-HWH-001 | Domestic Hot Water Heater |  |  | 080-BSMNT |  | 1
082-HWH-001 | Hot Water Heater (Domestic) |  |  | 082-00502.00 |  | 1
| Lochinvar |  | EWN200 | AO25740
| W839101 |  | PM - Domestic Water Heater, Gas | 6 | Month | 2016-07-23
085-HWH-001 | Domestic Hot Water Heater, Storage Heater |  |  |  |  | 1
| Lochinvar |  | EWN150 | E029316
096-DHW-001 | Electric Hot Water Heater (W/ Compression Tank) |  |  | 096-00600.00 |  | 1
Bradford White
| W839105 |  | PM - Domestic Water Heater, Electric | 6 | Month | 2016-06-01
096-DHW-002 | ELECTRIC HOT WATER HEATER 2 |  |  | 096-BASEMENT |  | 1
Bradford White
096-DHW-003 | Electric Hot Water Heater (W/ Compression Tank) |  |  | 096-BASEMENT |  | 1
Bradford White
| W839105 |  | PM - Domestic Water Heater, Electric | 6 | Month | 2016-06-01
096-DHW-004 | Electric Hot Water Heater (W/ Compression Tank) |  |  | 096-BASEMENT |  | 1
Bradford White
| W839105 |  | PM - Domestic Water Heater, Electric | 6 | Month | 2016-06-01
136-HWH-001 | Gas Hot Water Heater 1 |  |  | 136-00010.00 |  | 1
136-HWH-002 | Gas Hot Water Heater 2 |  |  | 136-00010.00 |  | 1
155-DHW-001 | Hot Water Heater |  |  | 155-BSMNT 1 |  | 1
| Taco |  | FI3007E2EAJ1L0A | EC04325
| W839103 |  | PM - Domestic Water Heater, Steam | 6 | Month | 2016-08-01
166-HWH-001 | HOT WATER HEATER 1 |  |  | 166-01012.00 |  | 1
A.O. Smith
166-HWH-002 | HOT WATER HEATER 2 |  |  | 166-02012.00 |  | 1
169-DHW-001 | Domestic Hot Water heater (RN66M) |  |  | 169-00330.00
|  |  | Z1VR7S | RN119660376
181-HWH-001 | Domestic Hot Water Heater |  |  | 181-BASEMENT |  | 1
| Lochinvar |  | RWN315PM | G02H00142982
211-DWH-001 | Electric Water Heater |  |  |  |  | 1
| Lochinvar |  | JRC012E | ZM4066830
504-DHW-001 | Domestic Water Heater |  |  | 504-00026.00 |  | 1
| Lochinvar |  | LTN040G | DD9078926
| W839101 |  | PM - Domestic Water Heater, Gas | 6 | Month | 2016-10-10
511-DHWH-001 | DOMESTIC HOT WATER HEATER 1, BASEMENT |  |  | 511-00010.00 |  | 1
Lochinvar
511-DHWH-002 | DOMESTIC HOT WATER HEATER, BASEMENT |  |  | 511-00010.00 |  | 1
Lochinvar
511-DHWH-003 | DOMESTIC HOT WATER HEATER |  |  | 511-00010.00 |  | 1
Lochinvar
511-DHWH-004 | DOMESTIC HOT WATER HEATER, BASEMENT |  |  | 511-00010.00 |  | 1
Lochinvar
511-DHWH-005 | DOMESTIC HOT WATER HEATER, BASEMENT |  |  | 511-00010.00 |  | 1
Lochinvar
511-DHWH-006 | DOMESTIC HOT WATER HEATER, BASEMENT |  |  | 511-00010.00 |  | 1
Lochinvar
612-HWH-001 | Domestic Hot Water Heater DHW1 |  |  | 612-00100.00 |  | 1
| Aerco |  | no data plate
| W839103 |  | PM - Domestic Water Heater, Steam | 6 | Month | 2016-09-01
612-HWH-002 | Domestic Hot Water Heater DHW2 |  |  | 612-00100.00 |  | 1
| Aerco |  | no data plate
| W839103 |  | PM - Domestic Water Heater, Steam | 6 | Month | 2016-09-01
612-HWH-003 | Domestic Hot Water Heater DHW3 |  |  | 612-00100.00 |  | 1
| Aerco |  | B+08EC
| W839103 |  | PM - Domestic Water Heater, Steam | 6 | Month | 2016-09-01
637-HWH-001 | Hot Water Heater, Steam |  |  | 637-00201.00 |  | 1
Total | [5 empty] | 40
Hot Water Pump
001-HWP-001 | Heating Hot Water Pump P-1 |  |  | 001-SUB B |  | 1
| Bell & Gossett |  | 150 | 7-01332-01-1
| W840151 |  | PM - Centrifugal Pump, over 1 H.P. | 6 | Month | 2016-05-01
001-HWP-002 | Heating Hot Water Pump P-2 |  |  | 001-SUB B |  | 1
| Bell & Gossett |  | 150 | 7-01332-01-2
| W840151 |  | PM - Centrifugal Pump, over 1 H.P. | 6 | Month | 2016-05-01
001-HWP-003 | Heating Hot Water Pump P-3 |  |  | 001-SUB B |  | 1
| Bell & Gossett |  | 150 | 7-01332-01-3
| W840151 |  | PM - Centrifugal Pump, over 1 H.P. | 6 | Month | 2016-05-01
001-HWP-017A | Domestic Hot Water Recirculating Pump P-17A |  |  | 001-00021.00 |  | 1
| Bell & Gossett |  | 60-1 1/2 A
| W840151 |  | PM - Centrifugal Pump, over 1 H.P. | 6 | Month | 2016-05-01
001-HWP-017B | Domestic Hot Water Recirculating Pump P-17B |  |  | 001-00021.00 |  | 1
| Bell & Gossett |  | 60-1 1/2 A
| W840151 |  | PM - Centrifugal Pump, over 1 H.P. | 6 | Month | 2016-05-01
003-HWP-012 | Heating Pump 12 - AHU-002 |  |  | 003-00027.00 |  | 1
Bell & Gossett
| W840151 |  | PM - Centrifugal Pump, over 1 H.P. | 1 | Year | 2015-11-01
003-HWP-013 | Heating Pump 13 - AHU-003 |  |  | 003-00027.00 |  | 1
| Bell & Gossett |  | 185011 | 986822
| W840151 |  | PM - Centrifugal Pump, over 1 H.P. | 1 | Year | 2015-11-01
003-HWP-014 | Heating Pump 14 - AHU-004 |  |  | 003-00027.00 |  | 1
| Bell & Gossett |  | PHD2-102b
| W840151 |  | PM - Centrifugal Pump, over 1 H.P. | 1 | Year | 2015-11-01
003-HWP-015 | Heating Pump 15 - AHU-005 |  |  | 003-00027.00 |  | 1
| Bell & Gossett |  | PHD2-1026
| W840151 |  | PM - Centrifugal Pump, over 1 H.P. | 1 | Year | 2015-11-01
003-HWP-016 | Heating Pump 16 AHU-006 |  |  | 003-00027.00 |  | 1
| Bell & Gossett |  | PHD2-1026
| W840151 |  | PM - Centrifugal Pump, over 1 H.P. | 1 | Year | 2015-11-01
003-HWP-017 | Heating Pump 17 - Main |  |  | 003-00027.00 |  | 1
Bell & Gossett
| W840151 |  | PM - Centrifugal Pump, over 1 H.P. | 1 | Year | 2015-11-01
003-HWP-018 | Heating Pump 18 - Main |  |  | 003-00027.00 |  | 1
| Bell & Gossett |  | 186660 | 812894FU
| W840151 |  | PM - Centrifugal Pump, over 1 H.P. | 1 | Year | 2015-11-01
005-HWP-001 | Domestic Hot Water Circ Pump |  |  | 005-00022.00 |  | 1
| W840151 |  | PM - Centrifugal Pump, over 1 H.P. | 1 | Year | 2015-11-01
006-HWP-001 | Animal Quarters Heating Water Pump 1 |  |  | 006-00018.00 |  | 1
| W840151 |  | PM - Centrifugal Pump, over 1 H.P. | 1 | Year | 2015-11-01
006-HWP-002 | Animal Quarters Heating Water Pump 2 |  |  | 006-00018.00 |  | 1
| Armstrong |  | 2 x 1 x 10 4030 | C46975
| W840151 |  | PM - Centrifugal Pump, over 1 H.P. | 1 | Year | 2015-11-01
006-HWP-003 | Domestic Hot Water Recirc Pump |  |  | 006-00018.00 |  | 1
| W840151 |  | PM - Centrifugal Pump, over 1 H.P. | 1 | Year | 2015-11-01
006-HWP-004 | Hydronic Booster Coils Heating Water Pump 4 |  |  | 006-00020.00 |  | 1
| Taco |  | FE3067E2E1F4C0
| W840151 |  | PM - Centrifugal Pump, over 1 H.P. | 1 | Year | 2015-11-01
006-HWP-005 | Hydronic Booster Coils Heating Water Pump 5 |  |  | 006-00020.00 |  | 1
| Taco |  | FE3067E2E1F4C0
| W840151 |  | PM - Centrifugal Pump, over 1 H.P. | 1 | Year | 2015-11-01
007-HWP-001 | Hot Water Pump, Summer/Winter Convertor Pump 1 |  |  | 007-SB47 |  | 1
Buffalo
| W840151 |  | PM - Centrifugal Pump, over 1 H.P. | 1 | Year | 2015-11-01
007-HWP-001A | New Heating Hot Water Pump , HHWP1 |  |  | 007-SB47 |  | 1
| Bell & Gossett |  | 1510 BF | B1069P-02
007-HWP-002 | Hot Water Pump, Summer/Winter Convertor Pump 2 |  |  | 007-SB47 |  | 1
Buffalo
| W840151 |  | PM - Centrifugal Pump, over 1 H.P. | 1 | Year | 2015-11-01
007-HWP-002A | New Heating Hot Water Pump, HHWP2 |  |  | 007-SB47 |  | 1
| Bell & Gossett |  | 1510 BF | B1069P-01
007-HWP-004A | Domestic Hot Water Heater Circulating Pump |  |  | 007-SB47 |  | 1
Bell & Gossett
007-HWP-006A | Domestic Hot Water Recirculating Pump |  |  | 007-SB47 |  | 1
Bell & Gossett
022-HWP-001 | Hot Water Pump 1 |  |  | 022-BSMNT 16 |  | 1
| Bell & Gossett |  | 1510-4BC-9.5 BF | 1781262
| W840151 |  | PM - Centrifugal Pump, over 1 H.P. | 1 | Year | 2015-11-01
022-HWP-002 | Hot Water Pump 2 |  |  | 022-BSMNT 16 |  | 1
| Bell & Gossett |  | 1510-4BC-9.5 BF | 1761812
| W840151 |  | PM - Centrifugal Pump, over 1 H.P. | 1 | Year | 2015-11-01
022-HWP-003 | Hot Water Recirculating Pump |  |  | 022-BSMNT 16 |  | 1
| W840151 |  | PM - Centrifugal Pump, over 1 H.P. | 1 | Year | 2015-11-01
025-HWP-001 | Hot Water Heating Pump 1 |  |  | 025-00060.00 |  | 1
| Bell & Gossett |  | 3BC 8 BF | 2178807
| W840151 |  | PM - Centrifugal Pump, over 1 H.P. | 1 | Year | 2015-11-01
025-HWP-002 | Hot Water Heating Pump 2 |  |  | 025-00060.00 |  | 1
| Bell & Gossett |  | (No Label) | (No Label)
| W840151 |  | PM - Centrifugal Pump, over 1 H.P. | 1 | Year | 2015-11-01
025-HWP-003 | Hot Water Heating Pump 3 |  |  | 025-00060.00 |  | 1
| Bell & Gossett |  | 2BC 8.750 BF | 2178741
| W840151 |  | PM - Centrifugal Pump, over 1 H.P. | 1 | Year | 2015-11-01
026-HWP-001 | Hot Water Pump 1 |  |  | 026-00016.00 |  | 1
|  |  | (Can't Read Label) | (Can't Read Label)
| W840151 |  | PM - Centrifugal Pump, over 1 H.P. | 1 | Year | 2015-11-01
026-HWP-002 | Hot Water Pump 2 |  |  | 026-00016.00 |  | 1
|  |  | (Can't Read Label) | (Can't Read Label)
| W840151 |  | PM - Centrifugal Pump, over 1 H.P. | 1 | Year | 2015-11-01
026-HWP-003 | Hot Water Pump 3 |  |  | 026-00016.00 |  | 1
|  |  | (Can't Read Label) | (Can't Read Label)
| W840151 |  | PM - Centrifugal Pump, over 1 H.P. | 1 | Year | 2015-11-01
026-HWP-005 | Tempered Water Pumps 5 (HW & CHW Pump) |  |  | 026-00016.00 |  | 1
| Bell & Gossett |  | VSC 5X5X93/4B | 1935947
| W840151 |  | PM - Centrifugal Pump, over 1 H.P. | 6 | Month | 2016-05-01
026-HWP-006 | Tempered Water Pumps 6 (HW & CHW Pump) |  |  |  |  | 1
| Bell & Gossett |  | VSC 5X5X93/4B | 193595?
| W840151 |  | PM - Centrifugal Pump, over 1 H.P. | 6 | Month | 2016-05-01
027-HWP-001 | Heating Hot Water Pump |  |  | 027-00027.00 |  | 1
Bell & Gossett
| W840151 |  | PM - Centrifugal Pump, over 1 H.P. | 1 | Year | 2015-11-01
027-HWP-002 | Heating Hot Water Pump for HEX K |  |  | 027-00027.00 |  | 1
Taco
| W840151 |  | PM - Centrifugal Pump, over 1 H.P. | 1 | Year | 2015-11-01
027-HWP-003 | Heating Hot Water Pump for HEX P |  |  | 027-00027.00 |  | 1
Taco
| W840151 |  | PM - Centrifugal Pump, over 1 H.P. | 1 | Year | 2015-11-01
027-HWP-004 | Heating Hot Water Pump 1 (Office Area) |  |  | 027-00011.00 |  | 1
| Bell & Gossett |  |  | Part No. M10740
| W840151 |  | PM - Centrifugal Pump, over 1 H.P. | 1 | Year | 2015-11-01
027-HWP-005 | Heating Hot Water Pump 2 (Office Area) |  |  | 027-00011.00 |  | 1
| Bell & Gossett |  |  | Part No. M80121
| W840151 |  | PM - Centrifugal Pump, over 1 H.P. | 1 | Year | 2015-11-01
028-HWP-001 | Hot Water Circulating Pump 1 |  |  | 028-BASEMENT |  | 1
Taco
| W840151 |  | PM - Centrifugal Pump, over 1 H.P. | 1 | Year | 2015-11-01
028-HWP-002 | Hot Water Circulating Pump 2 |  |  | 028-BASEMENT |  | 1
Taco
| W840151 |  | PM - Centrifugal Pump, over 1 H.P. | 1 | Year | 2015-11-01
034-HWH-001 | Hot Water Heating Pump #1 |  |  | 034-401 |  | 1
| Aurora |  | 66-F0736-2
| W840151 |  | PM - Centrifugal Pump, over 1 H.P. | 1 | Year | 2015-11-01
034-HWH-002 | Hot Water Heating Pump #2 |  |  | 034-401 |  | 1
| Aurora |  | 966-10726-1
| W840151 |  | PM - Centrifugal Pump, over 1 H.P. | 1 | Year | 2015-11-01
034-HWP-001 | Domestic Hot Water Pump |  |  | 034-401 |  | 1
Bell & Gossett
| W840151 |  | PM - Centrifugal Pump, over 1 H.P. | 1 | Year | 2015-11-01
036-HWP-001 | Heating Hot Water Pump 1 (Old Wing) |  |  | 036-00022.00 |  | 1
Bell & Gossett
| W840151 |  | PM - Centrifugal Pump, over 1 H.P. | 1 | Year | 2015-11-01
036-HWP-002 | Heating Hot Water Pump 2 (Old Wing) |  |  | 036-00022.00 |  | 1
Bell & Gossett
| W840151 |  | PM - Centrifugal Pump, over 1 H.P. | 1 | Year | 2015-11-01
036-HWP-003 | Heating Hot Water Pump P-1 (New Wing) |  |  | 036-00022.00 |  | 1
| Bell & Gossett |  |  | 1650126
| W840151 |  | PM - Centrifugal Pump, over 1 H.P. | 1 | Year | 2015-11-01
036-HWP-004 | Heating Hot Water Pump P-2 (New Wing) |  |  | 036-00022.00 |  | 1
| Bell & Gossett |  |  | 1650127
| W840151 |  | PM - Centrifugal Pump, over 1 H.P. | 1 | Year | 2015-11-01
038-HWP-001 | Hot Water Heat Pump 1 (installed 2011) |  |  | 038-00010.00 |  | 1
| Bell & Gossett |  | 1510-2AC-5.125BF | RLD1137868K11
| W840151 |  | PM - Centrifugal Pump, over 1 H.P. | 1 | Year | 2015-11-01
038-HWP-002 | Hot Water Heat Pump 2 (installed 2011) |  |  | 038-00010.00 |  | 1
|  |  | 1510-2AC-5.125BF | RLD1137868K11
| W840151 |  | PM - Centrifugal Pump, over 1 H.P. | 1 | Year | 2015-11-01
038-HWP-003 | Domestic Hot Water Circulating Pump |  |  | 038-00010.00 |  | 1
| W840151 |  | PM - Centrifugal Pump, over 1 H.P. | 1 | Year | 2015-11-01
039-HWP-001 | Domestic Hot Water Recirculating Pump |  |  | 039-00023.00 |  | 1
| W840151 |  | PM - Centrifugal Pump, over 1 H.P. | 1 | Year | 2015-11-01
042-HWP-001 | Perimeter Heat Recirculating Pump (Alumni House) |  |  | 042-00032.00 |  | 1
Bell & Gossett
| W840151 |  | PM - Centrifugal Pump, over 1 H.P. | 1 | Year | 2015-11-01
042-HWP-002 | Hot Water Recirculating Pump (Alumni House) |  |  | 042-00032.00 |  | 1
| Armstrong |  | H-32 AB
| W840151 |  | PM - Centrifugal Pump, over 1 H.P. | 1 | Year | 2015-11-01
043-HWP-001 | Hot Water Recirculating CP1 (For VAV) |  |  | 043-BASEMENT |  | 1
Bell & Gossett
| W840151 |  | PM - Centrifugal Pump, over 1 H.P. | 1 | Year | 2015-11-01
043-HWP-002 | Hot Water Recirculating CP2 (For VAV) |  |  | 043-BASEMENT |  | 1
Bell & Gossett
| W840151 |  | PM - Centrifugal Pump, over 1 H.P. | 1 | Year | 2015-11-01
043-HWP-005 | Recirculating Pump 5 (AHU 1) |  |  | 043-BASEMENT |  | 1
Bell & Gossett
| W840151 |  | PM - Centrifugal Pump, over 1 H.P. | 1 | Year | 2015-11-01
043-HWP-006 | Recirculating Pump 6 (AHU 2) |  |  | 043-BASEMENT |  | 1
Bell & Gossett
| W840151 |  | PM - Centrifugal Pump, over 1 H.P. | 1 | Year | 2015-11-01
043-HWP-015 | Recirculating Pump CP15 (Kitchen Hot Water) |  |  | 043-BASEMENT |  | 1
| W840151 |  | PM - Centrifugal Pump, over 1 H.P. | 1 | Year | 2015-11-01
046-HWP-001 | Heating Hot Water Pump (Law Library/Classrm Bldg) |  |  | 046-00410.00 |  | 1
| Bell & Gossett |  | PHD C2-1096-20 | PHD 152-2975
| W840151 |  | PM - Centrifugal Pump, over 1 H.P. | 1 | Year | 2015-11-01
046-HWP-002 | Heating Hot Water Pump (Law Library/Classrm Bldg) |  |  | 046-00410.00 |  | 1
| Bell & Gossett |  | PHD C2-1096-20 | PHD 15-2975
| W840151 |  | PM - Centrifugal Pump, over 1 H.P. | 1 | Year | 2015-11-01
046-HWP-003 | Heating Hot Water Pump (Law School Bldg) |  |  | 046-00410.00 |  | 1
| Bell & Gossett |  | 25 BB 7.625 BF | 2191670
| W840151 |  | PM - Centrifugal Pump, over 1 H.P. | 1 | Year | 2015-11-01
046-HWP-004 | Heating Hot Water Pump (Law School Bldg) |  |  | 046-00410.00 |  | 1
| Bell & Gossett |  | 2.5 BB 7.625 BF | 2191669
| W840151 |  | PM - Centrifugal Pump, over 1 H.P. | 1 | Year | 2015-11-01
046-HWP-005 | Heating Hot Water Recirculating Pumps (3rd Floor, New Area) |  |  | 046-00316.00 |  | 1
| Bell & Gossett |  | AQF56A17D57E P | Part No. 903576
| W840151 |  | PM - Centrifugal Pump, over 1 H.P. | 1 | Year | 2015-11-01
046-HWP-013 | Perimeter Heat Pump P-13 |  |  | 046-00316.00 |  | 1
| Bell & Gossett |  | M 80039
| W840151 |  | PM - Centrifugal Pump, over 1 H.P. | 1 | Year | 2015-11-01
048-HWP-001 | Reheat Pump 1 |  |  | 048-00018.00 |  | 1
| Taco |  | FE2008E2C1F2L0A
| W840151 |  | PM - Centrifugal Pump, over 1 H.P. | 1 | Year | 2015-11-01
048-HWP-002 | Reheat Pump 2 |  |  | 048-00018.00 |  | 1
| Taco |  | FE2008E2C1F2L0A
| W840151 |  | PM - Centrifugal Pump, over 1 H.P. | 1 | Year | 2015-11-01
048-HWP-003 | Radiant Heat Pump 3 |  |  | 048-00018.00 |  | 1
| Taco |  | FE2010E5H1F2L0A
| W840151 |  | PM - Centrifugal Pump, over 1 H.P. | 1 | Year | 2015-11-01
048-HWP-004 | Radiant Heat Pump 4 |  |  | 048-00018.00 |  | 1
| Taco |  | FE2010E5H1F2L0A
| W840151 |  | PM - Centrifugal Pump, over 1 H.P. | 1 | Year | 2015-11-01
049-HWBP-001 | Heating Hot Water Booster Pump 1 (serve DJK AHU-K-1 & Unit Htrs) |  |  | 049-03133.00 |  | 1
| Taco |  | KV1509AE2JCB020 | J8851-S-29711
| W990006 |  | PM - Water Booster Pump | 1 | Year | 2016-09-01
049-HWBP-002 | Heating Hot Water Booster Pump 2 (serve DJK AHU-K-1 & Unit Htrs) |  |  | 049-03133.00 |  | 1
| Taco |  | KV1509AE2JCB020
| W990006 |  | PM - Water Booster Pump | 1 | Year | 2016-09-01
049-HWP-001 | Domestic Hot Water Circulating Pump |  |  | 049-01140.00 |  | 1
| Bell & Gossett |  | 100 BNF1 M99 | 109197
| W990006 |  | PM - Water Booster Pump | 1 | Year | 2016-06-01
050-HWP-001 | Heating Pump 1 |  |  | 050-00011.00 |  | 1
| Taco |  | EE2007E201E2LOA | SD025025-1A
| W840151 |  | PM - Centrifugal Pump, over 1 H.P. | 1 | Year | 2015-11-01
050-HWP-002 | Heating Pump 2 |  |  | 050-00011.00 |  | 1
| Taco |  | EE2007E201E2LOA
| W840151 |  | PM - Centrifugal Pump, over 1 H.P. | 1 | Year | 2015-11-01
050-HWP-003 | Domestic Hot Water Recirculating Pump |  |  | 050-00011.00 |  | 1
Bell & Gossett
| W840151 |  | PM - Centrifugal Pump, over 1 H.P. | 1 | Year | 2015-11-01
062-HWP-001 | Hot Water Pump 1 |  |  | 062-01414.00 |  | 1
Taco
| W840151 |  | PM - Centrifugal Pump, over 1 H.P. | 1 | Year | 2015-11-01
062-HWP-002 | Hot Water Pump 2 |  |  | 062-01414.00 |  | 1
Taco
| W840151 |  | PM - Centrifugal Pump, over 1 H.P. | 1 | Year | 2015-11-01
064-HWP-001 | Recirculating Pump |  |  | 064-00008.00 |  | 1
Bell & Gossett
| W840151 |  | PM - Centrifugal Pump, over 1 H.P. | 1 | Year | 2015-11-06
065-HWP-001 | Hydronic Heating Pump |  |  | 065-00124.00 |  | 1
| Bell & Gossett |  | cant read
| W840151 |  | PM - Centrifugal Pump, over 1 H.P. | 1 | Year | 2015-11-01
065-HWP-002 | Hydronic Heating Pump 2 |  |  | 065-00124.00 |  | 1
| Bell & Gossett |  | 2.5 AB | 2173398
| W840151 |  | PM - Centrifugal Pump, over 1 H.P. | 1 | Year | 2015-11-01
065-HWP-005 | Hot Water Recirc Pump |  |  | 065-00124.00 |  | 1
| Bell & Gossett |  | ?
| W840151 |  | PM - Centrifugal Pump, over 1 H.P. | 1 | Year | 2015-11-01
065-HWP-006 | Domestic Water 1 Tank Circ Pump |  |  | 065-00124.00 |  | 1
Bell & Gossett
| W840151 |  | PM - Centrifugal Pump, over 1 H.P. | 1 | Year | 2016-07-01
067-HWP-001 | Heating Water Pump 1 |  |  | 067-00021.00 |  | 1
| W840151 |  | PM - Centrifugal Pump, over 1 H.P. | 1 | Year | 2015-11-01
067-HWP-002 | Heating Water Pump 2 |  |  | 067-00021.00 |  | 1
| W840151 |  | PM - Centrifugal Pump, over 1 H.P. | 1 | Year | 2015-11-01
067-HWP-003 | Heating Water Pump 3 |  |  | 067-00021.00 |  | 1
| W840151 |  | PM - Centrifugal Pump, over 1 H.P. | 1 | Year | 2015-11-01
068-HWP-001 | Hot Water Pump |  |  | 068-00051.00 |  | 1
| US Electric Motors |  | UT4 TE | B089A/X03X27RO31F
068-HWP-002 | Hot Water Pump |  |  | 068-00051.00 |  | 1
| US Electric Motors |  | UT4 TE | B089AW10W259R082F
071-HWP-002 | Circulating Pump |  |  | 071-BASEMENT |  | 1
| W840151 |  | PM - Centrifugal Pump, over 1 H.P. | 1 | Year | 2015-11-01
078-HWP-001 | Domestic Hot Water Recirculating Pump 1 |  |  |  |  | 1
078-HWP-002 | Domestic Hot Water Recirculating Pump 2 |  |  |  |  | 1
080-HWP-001 | Hot Water Recirculating Pump 1 |  |  | 080-00201.00 |  | 1
Buffalo
| W840151 |  | PM - Centrifugal Pump, over 1 H.P. | 1 | Year | 2015-11-01
080-HWP-001A | Hot Water Recirculating Pump 1A |  |  | 080-00201.00 |  | 1
Bell & Gossett
| W840151 |  | PM - Centrifugal Pump, over 1 H.P. | 1 | Year | 2015-11-01
080-HWP-002 | Hot Water Recirculating Pump 2 |  |  | 080-00225.00 |  | 1
Bell & Gossett
080-HWP-002A | Hot Water Recirculating Pump 2A |  |  | 080-00225.00 |  | 1
Bell & Gossett
080-HWP-003 | Hot Water Recirculating Pump 3 |  |  | 080-00201.00 |  | 1
Bell & Gossett
| W840151 |  | PM - Centrifugal Pump, over 1 H.P. | 1 | Year | 2015-11-01
080-HWP-005 | Hot Water Recirculating Pump 5 |  |  | 080-00201.00 |  | 1
Bell & Gossett
| W840151 |  | PM - Centrifugal Pump, over 1 H.P. | 1 | Year | 2015-11-01
080-HWP-006 | Hot Water Recirculating Pump 6 |  |  | 080-00225.00 |  | 1
Bell & Gossett
080-HWP-007 | Hot Water Recirculating Pump 7 |  |  | 080-00201.00 |  | 1
| Bell & Gossett |  | 605S G10 | 172708
| W840151 |  | PM - Centrifugal Pump, over 1 H.P. | 1 | Year | 2015-11-01
080-HWP-008 | Hot Water Recirculating Pump 8 |  |  | 080-00225.00 |  | 1
Bell & Gossett
080-HWP-009 | Hot Water Recirculating Pump 9 |  |  | 080-00201.00 |  | 1
| Bell & Gossett |  | 60-1.25AA | L016177L89
| W840151 |  | PM - Centrifugal Pump, over 1 H.P. | 1 | Year | 2015-11-01
080-HWP-010 | Hot Water Recirculating Pump 10 |  |  | 080-00225.00 |  | 1
Bell & Gossett
080-HWP-011 | Hot Water Recirculating Pump 11 |  |  | 080-00253.00 |  | 1
Bell & Gossett
| W840151 |  | PM - Centrifugal Pump, over 1 H.P. | 1 | Year | 2015-11-01
080-HWP-012 | Hot Water Recirculating Pump 12 |  |  | 080-00269.00 |  | 1
| W840151 |  | PM - Centrifugal Pump, over 1 H.P. | 1 | Year | 2015-11-01
080-HWP-013 | Hot Water Recirculating Pump 13 |  |  | 080-00253.00 |  | 1
Bell & Gossett
| W840151 |  | PM - Centrifugal Pump, over 1 H.P. | 1 | Year | 2015-11-01
080-HWP-014 | Hot Water Recirculating Pump 14 |  |  | 080-00269.00 |  | 1
| W840151 |  | PM - Centrifugal Pump, over 1 H.P. | 1 | Year | 2015-11-01
080-HWP-015 | Hot Water Recirculating Pump 15 |  |  | 080-00253.00 |  | 1
Bell & Gossett
| W840151 |  | PM - Centrifugal Pump, over 1 H.P. | 1 | Year | 2015-11-01
080-HWP-016 | Hot Water Recirculating Pump 16 |  |  | 080-00269.00 |  | 1
| W840151 |  | PM - Centrifugal Pump, over 1 H.P. | 1 | Year | 2015-11-01
080-HWP-017 | Domestic Hot Water Recirculating Pump |  |  | 080-BSMNT |  | 1
080-HWP-028 | Hot Water Heating Pump 28 |  |  | 080-BSMNT |  | 1
| Bell & Gossett |  |  | 234-11-01-01
| W840151 |  | PM - Centrifugal Pump, over 1 H.P. | 1 | Year | 2015-11-01
080-HWP-029 | Hot Water Heating Pump 29 |  |  | 080-BSMNT |  | 1
| Bell & Gossett |  | HSC3 150
| W840151 |  | PM - Centrifugal Pump, over 1 H.P. | 1 | Year | 2015-11-01
080-HWP-040 | Hot Water Booster Pump for Unit Heaters |  |  | 080-00253.00 |  | 1
Bell & Gossett
| W840151 |  | PM - Centrifugal Pump, over 1 H.P. | 1 | Year | 2015-11-01
082-HWP-001 | Hot Water Circulating Pump 1 |  |  | 082-00502.00 |  | 1
| Bell & Gossett |  | AD-79 | GMO815-01B20
| W840151 |  | PM - Centrifugal Pump, over 1 H.P. | 1 | Year | 2015-11-01
082-HWP-002 | Hot Water Circulating Pump 1 |  |  | 082-00502.00 |  | 1
| Bell & Gossett |  | AD-79
| W840151 |  | PM - Centrifugal Pump, over 1 H.P. | 1 | Year | 2015-11-01
085-HWP-001 | Primary Heating Hot Water Pump, Boiler |  |  |  |  | 1
Bell & Gossett
085-HWP-002 | Secondary Heating Hot Water Pump, Boiler |  |  |  |  | 1
Bell & Gossett
085-HWP-003 | Primary Hot Water Pump, Hot Water Coil for Rooftop |  |  |  |  | 1
Bell & Gossett
085-HWP-004 | Secondary Hot Water Pump, Hot Water Coil for Rooftop |  |  |  |  | 1
Bell & Gossett
085-HWP-005 | Domestic Hot Water Recirculating Pump |  |  |  |  | 1
Bell & Gossett
089-HWP-003 | Main Hydronic Heating Water Pump 3 |  |  | 089-06149.00 |  | 1
| Bell & Gossett |  | HSC310100 | CP0076-02L20
| W840151 |  | PM - Centrifugal Pump, over 1 H.P. | 1 | Year | 2015-11-01
089-HWP-003S | Main Hydronic Heating Water Pump 3S |  |  | 089-06149.00 |  | 1
| W840151 |  | PM - Centrifugal Pump, over 1 H.P. | 1 | Year | 2015-11-01
090-HWP-005 | Office Wing Primary Loop Hot Water Pump 5 |  |  | 090-04116.00 |  | 1
| Taco |  | BB3008 6.7 B5B2ELO | 2852613
| W840151 |  | PM - Centrifugal Pump, over 1 H.P. | 1 | Year | 2015-11-01
090-HWP-006 | Office Wing Primary Loop Hot Water Pump 6 |  |  | 090-04116.00 |  | 1
| Taco |  | BB3008 6.7 B5B2ELO | 2320609
| W840151 |  | PM - Centrifugal Pump, over 1 H.P. | 1 | Year | 2015-11-01
090-HWP-007 | AC 1, Heating Pump 7 |  |  | 090-04116.00 |  | 1
| Taco |  | 16 15C 5.30 | 3QH56T17D2097E P
| W840151 |  | PM - Centrifugal Pump, over 1 H.P. | 1 | Year | 2015-11-01
090-HWP-008 | AC 2, Heating Pump 8 |  |  | 090-04116.00 |  | 1
| Taco |  | 16 15C 5.30 | SK35N185
| W840151 |  | PM - Centrifugal Pump, over 1 H.P. | 1 | Year | 2015-11-01
090-HWP-009 | AC 3, Heating Pump 9 |  |  | 090-04116.00 |  | 1
| Taco |  | 16 15C 5.30 | SK35KN185
| W840151 |  | PM - Centrifugal Pump, over 1 H.P. | 1 | Year | 2015-11-01
090-HWP-010 | Office Wing 3rd Foor Ceiling Radiation Hot Water Pump 10 |  |  | 090-04116.00 |  | 1
| Taco |  | 16 15C 5.30 | YQN56T17D2097DP
| W840151 |  | PM - Centrifugal Pump, over 1 H.P. | 1 | Year | 2016-09-19
090-HWP-011 | East Perimeter Loop Hot Water Pump 11 |  |  | 090-04116.00 |  | 1
| Taco |  | 16 15 | YQN56T17D2097DP
| W840151 |  | PM - Centrifugal Pump, over 1 H.P. | 1 | Year | 2015-11-01
090-HWP-012 | West Perimeter Loop Hot Water Pump 12 |  |  | 090-04116.00 |  | 1
| Taco |  | 16 15 | YQN56T17D2097DP
| W840151 |  | PM - Centrifugal Pump, over 1 H.P. | 1 | Year | 2015-11-01
090-HWP-017 | Heating Water Pump 17 |  |  | 090-00346.00 |  | 1
| Taco |  | bb2510 b5b2flo
| W840151 |  | PM - Centrifugal Pump, over 1 H.P. | 1 | Year | 2015-11-01
090-HWP-018 | Heating Water Pump 18 |  |  | 090-00346.00 |  | 1
| Taco |  | bb2510 b5b2flo
| W840151 |  | PM - Centrifugal Pump, over 1 H.P. | 1 | Year | 2015-11-01
090-HWP-019 | Heating Water Pump 19 |  |  | 090-00346.00 |  | 1
| Taco |  | bb2510 b5b2flo
| W840151 |  | PM - Centrifugal Pump, over 1 H.P. | 1 | Year | 2015-11-01
090-HWP-020 | Heating Water Pump 20 |  |  | 090-00346.00 |  | 1
| Taco |  | bb2510 b5b2flo
| W840151 |  | PM - Centrifugal Pump, over 1 H.P. | 1 | Year | 2015-11-01
090-HWP-021 | Domestic Hot Water Recirculation Pump |  |  | 090-00310.00 |  | 1
| Taco |  | 1635B10/81 4.9
| W840151 |  | PM - Centrifugal Pump, over 1 H.P. | 1 | Year | 2015-11-01
090-HWP-541 | Heating Hot Water Pump #1- EDC |  |  | 090-04505.00 |  | 1
FI5007EZGAJ1LOA
| W840151 |  | PM - Centrifugal Pump, over 1 H.P. | 1 | Year | 2015-11-01
090-HWP-542 | Heating Hot Water Pump #2 - EDC |  |  | 090-04505.00 |  | 1
15007E2FAJ120A
| W840151 |  | PM - Centrifugal Pump, over 1 H.P. | 1 | Year | 2015-11-01
090-HWP-543 | Domestic Hot Water Recirculation Pump |  |  | 090-00520.00 |  | 1
| Bell & Gossett |  | NBF-33
| W840151 |  | PM - Centrifugal Pump, over 1 H.P. | 1 | Year | 2015-11-01
096-HWP-001 | Heating Hot Water Pump 1 |  |  | 096-00530.00 |  | 1
| Taco |  | FE4013E2J1G2L0A
| W840151 |  | PM - Centrifugal Pump, over 1 H.P. | 1 | Year | 2015-11-01
096-HWP-002 | Heating Hot Water Pump 2 |  |  | 096-00530.00 |  | 1
| Taco |  | FE4013E2J1G2L0A
| W840151 |  | PM - Centrifugal Pump, over 1 H.P. | 1 | Year | 2015-11-01
096-HWP-003 | Heating Hot Water Pump 3 |  |  | 096-BASEMENT |  | 1
| Bell & Gossett |  |  | CP0080-02 L20
| W840151 |  | PM - Centrifugal Pump, over 1 H.P. | 1 | Year | 2015-11-01
096-HWP-004 | Heating Hot Water Pump 4 |  |  | 096-BASEMENT |  | 1
| Bell & Gossett |  |  | CP0080-01 L20
| W840151 |  | PM - Centrifugal Pump, over 1 H.P. | 1 | Year | 2015-11-01
096-HWP-005 | Hot Water Recirculating Pump |  |  | 096-00600.00 |  | 1
| Bell & Gossett |  | 9QN56A17D59E P | 903578
| W840151 |  | PM - Centrifugal Pump, over 1 H.P. | 1 | Year | 2015-11-01
104-HWP-003 | Domestic Hot Water Circulating Pump - West Building |  |  | 104-00145.00 |  | 1
| Taco |  | 0013-BF3
104-HWP-005 | Domestic Hot Water Circulating Pump - Laundry |  |  | 104-00145.00 |  | 1
Taco
115-HWP-001 | HOT WATER PUMP 1 |  |  | 115-00124.00 |  | 1
Marathon Electric
115-HWP-002 | 220 HOT WATER PUMP 2 |  |  | 115-00124.00 |  | 1
Marathon Electric
127-HWP-001 | Boiler 1 Circulation Pump |  |  | 127-00158.00 |  | 1
| Armstrong |  | L2B 1050 BF | 0804
127-HWP-002 | Boiler 2 Circulation Pump |  |  | 127-00158.00 |  | 1
| Armstrong |  | L2B 1050 BF | 0704
127-HWP-003 | Domestic Water Boiler Curculation Pump |  |  | 127-00158.00 |  | 1
| Armstrong |  | L2B 1050 AB | 1202
127-HWP-004 | Domestic Water Boiler 4 Circulation Pump |  |  | 127-00158.00 |  | 1
| Bell & Gossett |  | 186863 Bearing Assembly
127-HWP-005 | Domestic Hot Water Pump 1 |  |  | 127-00158.00 |  | 1
Armstrong
127-HWP-006 | Domestic Hot Water Pump 2 |  |  | 127-00158.00 |  | 1
Armstrong
127-HWP-007 | Hot Water Circulator Pump 1 - Laundry |  |  | 127-00158.00 |  | 1
| Taco |  | 0014-BKI
127-HWP-008 | Hot Water Circulator Pump 2 - West Side & Center Section |  |  | 127-00158.00 |  | 1
| Taco |  | 0014-BKI
127-HWP-009 | Hot Water Circulator Pump 3 - East Side |  |  | 127-00158.00 |  | 1
| Taco |  | 0014-BKI
127-HWP-010 | Kitchen Hot Water Circulator Pump 4 |  |  | 127-00158.00 |  | 1
| Taco |  | 0014-BKI
130-HWP-001 | Boiler Pump 1 |  |  | 130-01077.10 |  | 1
| Taco |  | BB4008 7.3 C5B2EL0
| W840151 |  | PM - Centrifugal Pump, over 1 H.P. | 1 | Year | 2015-11-01
130-HWP-002 | Boiler Pump 2 |  |  | 130-01077.10 |  | 1
| Taco |  | BB4008 7.3 C5B2EL0
| W840151 |  | PM - Centrifugal Pump, over 1 H.P. | 1 | Year | 2015-11-01
130-HWP-003 | Hot Water Recirculating Pump |  |  | 130-01077.10 |  | 1
134-HWP-001 | Heating Hot Water Heat Exchanger Circulation Pump |  |  | 134-PENTHOUSE |  | 1
| Bell & Gossett |  | LD-2 1/2 -AB
134-HWP-002 | HOT WATER CIRCULATION PUMP 2, 1ST FLOOR MECHANICAL |  |  | 134-MECH ROOM |  | 1
Unimount
134-HWP-003 | HOT WATER CIRCULATING PUMP 3 |  |  | 134-MECH ROOM |  | 1
| W990006 |  | PM - Water Booster Pump | 1 | Year | 2016-07-01
136-HWP-001 | Heating Hot Water Recirculating Pump |  |  | 136-00010.00 |  | 1
AO Smith
136-HWP-002 | Hot Water Circulating Pump |  |  | 136-00060.00 |  | 1
| Bell & Gossett |  | 10320368
136-HWP-003 | Domestic Hot Water Circulating Pump |  |  | 136-00010.00 |  | 1
| Bell & Gossett |  | M10532
| W990006 |  | PM - Water Booster Pump | 1 | Year | 2016-07-01
140-HWP-001 | Perimeter Heat Pump North |  |  | 140-00051.00 |  | 1
| Aurora |  | 80-2x7-6
| W840151 |  | PM - Centrifugal Pump, over 1 H.P. | 1 | Year | 2015-11-01
140-HWP-002 | Perimeter Heat Pump South |  |  | 140-00051.00 |  | 1
Aurora
| W840151 |  | PM - Centrifugal Pump, over 1 H.P. | 1 | Year | 2015-11-01
140-HWP-003 | Heat Pump Mechanical Room 8 |  |  | 140-00051.00 |  | 1
Aurora
| W840151 |  | PM - Centrifugal Pump, over 1 H.P. | 1 | Year | 2015-11-01
140-HWP-004 | Backup Pump for Mechanical Room 8 |  |  | 140-00051.00 |  | 1
Aurora
| W840151 |  | PM - Centrifugal Pump, over 1 H.P. | 1 | Year | 2015-11-01
140-HWP-005 | Domestic Hot Water Pump 1 |  |  |  |  | 1
| W840151 |  | PM - Centrifugal Pump, over 1 H.P. | 1 | Year | 2015-11-01
155-HWP-001 | Hot Water Heat Pump 1 |  |  | 155-BSMNT 1 |  | 1
Taco
| W840151 |  | PM - Centrifugal Pump, over 1 H.P. | 1 | Year | 2015-11-01
155-HWP-002 | Hot Water Heat Pump 2 |  |  | 155-BSMNT 1 |  | 1
| W840151 |  | PM - Centrifugal Pump, over 1 H.P. | 1 | Year | 2015-11-01
155-HWP-003 | Reheat Pump # 2 |  |  | 155-00601.00
| Marathon Electric |  | 184TTDB4026BR
155-HWP-004 | Reheat Pump # 2 |  |  | 155-00601.00
| Marathon Electric |  | 184TTDB4026BRH
156-HWP-001 | Hot Water Recirculating Pump 1 |  |  | 156-BASEMENT |  | 1
Bell & Gossett
| W840151 |  | PM - Centrifugal Pump, over 1 H.P. | 1 | Year | 2015-11-01
156-HWP-002 | Hot Water Recirculating Pump 2 |  |  | 156-BASEMENT |  | 1
Bell & Gossett
| W840151 |  | PM - Centrifugal Pump, over 1 H.P. | 1 | Year | 2015-11-01
156-HWP-003 | Hot Water Recirculating Pump 3 |  |  | 156-BASEMENT |  | 1
Bell & Gossett
| W840151 |  | PM - Centrifugal Pump, over 1 H.P. | 1 | Year | 2015-11-01
156-HWP-004 | Hot Water Recirculating Pump 4 |  |  | 156-BASEMENT |  | 1
| Bell & Gossett |  | Part # M98551 | Frame 143TZ
| W840151 |  | PM - Centrifugal Pump, over 1 H.P. | 1 | Year | 2015-11-01
166-HWP-001 | Heating Water Pump 1, Air Handlers |  |  | 166-01074.00 |  | 1
Bell & Gossett
| W840151 |  | PM - Centrifugal Pump, over 1 H.P. | 1 | Year | 2015-11-01
166-HWP-001A | Heating Water Pump 1A, Air Handlers |  |  | 166-01074.00 |  | 1
| Bell & Gossett |  | 180 | 1982918
| W840151 |  | PM - Centrifugal Pump, over 1 H.P. | 1 | Year | 2015-11-01
166-HWP-002 | Heating Water Pump 2, Radiant Heating Loop |  |  | 166-01074.00 |  | 1
| Bell & Gossett |  | 80 1 1/2 x 1 1/2 x 7B
| W840151 |  | PM - Centrifugal Pump, over 1 H.P. | 1 | Year | 2015-11-01
166-HWP-006 | Heating Coil Water Pump 6, Air Handler 1 |  |  | 166-PENTHOUSE |  | 1
| Bell & Gossett |  | 60 1 1/4 AA
| W840151 |  | PM - Centrifugal Pump, over 1 H.P. | 1 | Year | 2015-11-01
166-HWP-007 | Heating Coil Water Pump 7, Air Handler 2 |  |  | 166-PENTHOUSE |  | 1
| Bell & Gossett |  | 60 1 1/4 AA
| W840151 |  | PM - Centrifugal Pump, over 1 H.P. | 1 | Year | 2015-11-01
166-HWP-008 | Heating Water Pump 8, HVU 1 |  |  | 166-PENTHOUSE |  | 1
| Bell & Gossett |  | 60 1 1/4 AA | 200562e8?
| W840151 |  | PM - Centrifugal Pump, over 1 H.P. | 1 | Year | 2015-11-01
166-HWP-009 | Domestic Hot Water Pump Skid |  |  | 166-01074.00
| Bell & Gossett |  | 70EZ6B03cA3 | 090948
167-HWP-001 | Heating Water Pump 1 |  |  | 167-01012.00 |  | 1
| Bell & Gossett |  | 80-2x7-6.5BF | RLD22667M60
| W840151 |  | PM - Centrifugal Pump, over 1 H.P. | 1 | Year | 2015-11-01
167-HWP-002 | Heating Water Pump 2 |  |  | 167-01012.00 |  | 1
| Bell & Gossett |  | 80-2x7-6.5BF | RLD18152c10
| W840151 |  | PM - Centrifugal Pump, over 1 H.P. | 1 | Year | 2015-11-01
167-HWP-003 | Domestic Hot Water Circulating Pump |  |  | 167-01012.00
|  |  | NBF22 | 103252D20
169-HWP-001 | Domestic Hot Water Pump |  |  | 169-00330.00
| Taco |  | 118-001
181-HWP-001 | Domestic Hot Water Recirculating Pump |  |  | 181-BASEMENT |  | 1
| Bell & Gossett |  | HVBNFI H30
189-HWP-001 | Hot Water Recirculating Pump |  |  | 189-BASEMENT |  | 1
| Bell & Gossett |  | Series PR AB E99 | 102208
| W840151 |  | PM - Centrifugal Pump, over 1 H.P. | 1 | Year | 2015-11-01
193-HWP-002 | Recirculating Pump (3rd Floor Perimeter Heat) |  |  | 193-00130.00 |  | 1
Bell & Gossett
| W840151 |  | PM - Centrifugal Pump, over 1 H.P. | 1 | Year | 2015-11-01
193-HWP-003 | Recirculating Pump T (2nd Floor Perimeter Heat) |  |  | 193-00121.00 |  | 1
Bell & Gossett
| W840151 |  | PM - Centrifugal Pump, over 1 H.P. | 1 | Year | 2015-11-01
193-HWP-004 | Domestic Hot Water Recirculating Pump B |  |  | 193-00121.00 |  | 1
Bell & Gossett
| W840151 |  | PM - Centrifugal Pump, over 1 H.P. | 1 | Year | 2015-11-01
474-HWP-001 | Hot Water Pump, Hydronic |  |  | 474-00057.00 |  | 1
| Bell & Gossett |  | 185011 | 860274 BV
474-HWP-002 | Hot Water Pump, Hydronic |  |  | 474-00057.00 |  | 1
| Bell & Gossett |  | No Tag | No Plate
474-HWP-003 | Domestic Hot Water Recirculating Pump |  |  | 474-00057.00 |  | 1
| Dayton |  | 6K864A
474-HWP-008 | HOT WATER PUMP 8 |  |  | 474-ROMM 057 |  | 1
| Bell & Gossett |  | 185011 | 860274BV
474-HWP-009 | HOT WATER PUMP 9 |  |  | 474-ROMM 057 |  | 1
Bell & Gossett
499-HWP-003 | Domestic Hot Water Recirculating Pump (East) |  |  | 499-00022.00 |  | 1
499-HWP-004 | Domestic Hot Water Recirculating Pump (West) |  |  | 499-00022.00 |  | 1
504-HWP-001 | Heating Hot Water Pump (Red Pump) |  |  | 504-00026.00 |  | 1
Armstrong
| W840151 |  | PM - Centrifugal Pump, over 1 H.P. | 1 | Year | 2015-11-01
504-HWP-002 | Heating Hot Water Pump (Gray Pump) |  |  | 504-00026.00 |  | 1
Armstrong
| W840151 |  | PM - Centrifugal Pump, over 1 H.P. | 1 | Year | 2015-11-01
509-HWP-001 | Heating Water Pump 1, Main Loop |  |  | 509-00003.00 |  | 1
Taco
| W840151 |  | PM - Centrifugal Pump, over 1 H.P. | 1 | Year | 2015-11-01
509-HWP-002 | Heating Water Pump 2, Main Loop |  |  | 509-00003.00 |  | 1
Taco
| W840151 |  | PM - Centrifugal Pump, over 1 H.P. | 1 | Year | 2015-11-01
509-HWP-003 | West Wing Heating Water Pump 3 |  |  | 509-00003.00 |  | 1
| W840151 |  | PM - Centrifugal Pump, over 1 H.P. | 1 | Year | 2015-11-01
509-HWP-005 | Heating Water Pump 5, East Wing |  |  | 509-00003.00 |  | 1
| Taco |  | VL2008.8
| W840151 |  | PM - Centrifugal Pump, over 1 H.P. | 1 | Year | 2015-11-01
509-HWP-010 | Domestic Hot Recirculating Pump 10 |  |  | 509-00003.00 |  | 1
| Bell & Gossett |  | BNF1
| WBG100 |  | PB - B&G Series 100 Pump | 4 | Month | 2016-09-16
509-HWP-014 | Recirculating Heating Water Pump 14, For AHU 4 |  |  | 509-00050.00 |  | 1
| W840151 |  | PM - Centrifugal Pump, over 1 H.P. | 1 | Year | 2015-11-01
510-HWP-001 | Heating Water Pump 1 |  |  | 510-00001.00 |  | 1
| Bell & Gossett |  | 1510-3AC-5.625B1 | RLD19677M20
| W840151 |  | PM - Centrifugal Pump, over 1 H.P. | 1 | Year | 2015-11-01
510-HWP-002 | Heating Water Pump 2 |  |  | 510-00001.00 |  | 1
| Bell & Gossett |  |  | 500865
| W840151 |  | PM - Centrifugal Pump, over 1 H.P. | 1 | Year | 2015-11-01
511-HWP-001 | Heating Water Pump 1 |  |  | 511-00002.00 |  | 1
| Bell & Gossett |  | 60 | 2029451K69
| W840151 |  | PM - Centrifugal Pump, over 1 H.P. | 1 | Year | 2015-11-01
511-HWP-002 | Heating Water Pump 2 |  |  | 511-00002.00 |  | 1
| Bell & Gossett |  | 60 | 2029452K6
| W840151 |  | PM - Centrifugal Pump, over 1 H.P. | 1 | Year | 2015-11-01
603-HWCP-003 | HOT WATER CIRCULATING PUMP 3 |  |  | 603-BASEMENT |  | 1
Bell & Gossett
603-HWP-001 | Heating Water Pump 1 |  |  | 603-PENTHOUSE |  | 1
| Bell & Gossett |  | 1510-4E 10.5 BFW | 2234617
| W840151 |  | PM - Centrifugal Pump, over 1 H.P. | 1 | Year | 2015-11-01
603-HWP-002 | Heating Water Pump 2 |  |  | 603-PENTHOUSE |  | 1
| Bell & Gossett |  | 1510-4E 10.5 BFW | 2234618
| W840151 |  | PM - Centrifugal Pump, over 1 H.P. | 1 | Year | 2015-11-01
603-HWP-003 | Heating Water Pump 3 |  |  | 603-PENTHOUSE |  | 1
| Bell & Gossett |  | 1510-4E 10.5 BFW | 2234616
| W840151 |  | PM - Centrifugal Pump, over 1 H.P. | 1 | Year | 2015-11-01
603-HWP-004 | Heating Water Pump 4 - AHU-001 |  |  | 603-BASEMENT |  | 1
| Bell & Gossett |  | 80-2 1/2 X 7.0 | 2203109
| W840151 |  | PM - Centrifugal Pump, over 1 H.P. | 1 | Year | 2015-11-01
603-HWP-005 | Heating Water Pump 5 AHU-002 |  |  | 603-BASEMENT |  | 1
| Bell & Gossett |  | 80 1.5x6.25 5.5BF | 2222515000
| W840151 |  | PM - Centrifugal Pump, over 1 H.P. | 1 | Year | 2015-11-01
603-HWP-006 | Heating Water Pump 6 AHU-003 |  |  | 603-BASEMENT |  | 1
| Bell & Gossett |  | 80 2.5x7 6.000BF | 2203108
| W840151 |  | PM - Centrifugal Pump, over 1 H.P. | 1 | Year | 2015-11-01
608-HWP-005 | Heating Hot Water Recirculating Pump 5 |  |  | 608-00069.00 |  | 1
| Bell & Gossett |  | D29 | 189034
| W840151 |  | PM - Centrifugal Pump, over 1 H.P. | 1 | Year | 2016-09-19
608-HWP-008 | Heating Hot Water Recirculating Pump 8 |  |  | 608-00069.00 |  | 1
| Bell & Gossett |  | P037-TEH | Pcc07F121376
609-HWP-001 | Hot Water Pump |  |  | 609-00401.00 |  | 1
| Bell & Gossett |  | 4BB8BFSE/SB | 1343740
| W840151 |  | PM - Centrifugal Pump, over 1 H.P. | 1 | Year | 2015-11-01
609-HWP-002 | Hot Water Pump |  |  | 609-00401.00 |  | 1
| Bell & Gossett |  | 4BB8BFSE/5B | 185011
| W840151 |  | PM - Centrifugal Pump, over 1 H.P. | 1 | Year | 2015-11-01
609-HWP-003 | Hot Water Pump |  |  | 609-00401.00 |  | 1
| Bell & Gossett |  | 1 1/4 BB 7 3/4 BF | 1380354
| W840151 |  | PM - Centrifugal Pump, over 1 H.P. | 1 | Year | 2015-11-01
611-HWP-001** | Hot Water Pump 1 |  |  |  |  | 1
| W840151 |  | PM - Centrifugal Pump, over 1 H.P. | 1 | Year | 2015-11-01
611-HWP-002** | Hot Water Pump 2 |  |  |  |  | 1
| W840151 |  | PM - Centrifugal Pump, over 1 H.P. | 1 | Year | 2015-11-01
611-HWP-003** | Hot Water Pump 3 |  |  |  |  | 1
| W840151 |  | PM - Centrifugal Pump, over 1 H.P. | 1 | Year | 2015-11-01
612-HWP-002 | Hot Water Pump HWP2, for DHW Heaters |  |  | 612-00100.00 |  | 1
612-HWP-010 | Hot Water Pump 10 |  |  | 612-00100.00 |  | 1
| Worthington |  | 2 1/2 LR 10 | Y398232 Implr dia 8 1/2C
| W840151 |  | PM - Centrifugal Pump, over 1 H.P. | 1 | Year | 2015-11-01
612-HWP-011 | Hot Water Pump 11 |  |  | 612-00100.00 |  | 1
| Worthington |  | 2 1/2 LR 10 | Y398232A Implr dia 8 1/2C
| W840151 |  | PM - Centrifugal Pump, over 1 H.P. | 1 | Year | 2015-11-01
612-HWP-012 | Hot Water Pump 12 |  |  | 612-00100.00 |  | 1
| Worthington |  | 2 1/2 LR 10 | Y398232B Implr dia 8 1/2 C
| W840151 |  | PM - Centrifugal Pump, over 1 H.P. | 1 | Year | 2015-11-01
612-HWP-013 | Hot Water Pump 13 |  |  | 612-00100.00 |  | 1
| Worthington |  | 2 1/2 LR 10 | Y398233 Implr dia 8 3/4 C
| W840151 |  | PM - Centrifugal Pump, over 1 H.P. | 1 | Year | 2015-11-01
612-HWP-014 | Hot Water Pump 14 |  |  | 612-00100.00 |  | 1
| Worthington |  | 2 1/2 LR 10 | Y398233 A Implr dia 8 3/4 C
| W840151 |  | PM - Centrifugal Pump, over 1 H.P. | 1 | Year | 2015-11-01
612-HWP-015 | Hot Water Pump 15 |  |  | 612-00100.00 |  | 1
| Worthington |  | 1 1/2 LLR 7 | Y398234 Implr dia 6 13/16 A
| W840151 |  | PM - Centrifugal Pump, over 1 H.P. | 1 | Year | 2015-11-01
612-HWP-016 | Hot Water Pump 16 |  |  | 612-00100.00 |  | 1
| Worthington |  | 2 1/2 LR 10 | Y398235 Implr dia 8 3/16 C
| W840151 |  | PM - Centrifugal Pump, over 1 H.P. | 1 | Year | 2016-09-19
612-HWP-017 | Hot Water Pump 17 |  |  | 612-00100.00 |  | 1
| Worthington |  | 2 1/2 LR 10 | Y398235A Implr dia 8 3/16 C
| W840151 |  | PM - Centrifugal Pump, over 1 H.P. | 1 | Year | 2016-09-19
612-HWP-026 | Hot Water Recirculating Pump 26 |  |  | 612-00100.00 |  | 1
| Taco |  | 1804-023 | none
| W840151 |  | PM - Centrifugal Pump, over 1 H.P. | 1 | Year | 2016-09-19
612-HWP-027 | Hot Water Recirculating Pump 27 |  |  | 612-00100.00 |  | 1
| Taco |  | 1804-023 | none
| W840151 |  | PM - Centrifugal Pump, over 1 H.P. | 1 | Year | 2016-09-19
612-HWP-028 | Hot Water Recirculating Pump 28 |  |  | 612-00100.00 |  | 1
| Taco |  | 1615 C4N1 6.35
| W840151 |  | PM - Centrifugal Pump, over 1 H.P. | 1 | Year | 2016-09-19
612-HWP-033 | Hot Water Recirculating Pump 33 |  |  | 612-00100.00 |  | 1
| Taco |  | 1804-023 | none
| W840151 |  | PM - Centrifugal Pump, over 1 H.P. | 1 | Year | 2015-11-01
612-HWP-034 | Hot Water Recirculating Pump 34 |  |  | 612-00100.00 |  | 1
| Taco |  | 1804-023 | none
| W840151 |  | PM - Centrifugal Pump, over 1 H.P. | 1 | Year | 2015-11-01
612-HWP-035 | Hot Water Recirculating Pump 35 |  |  | 612-00100.00 |  | 1
| Taco |  | 1804-023 | none
| W840151 |  | PM - Centrifugal Pump, over 1 H.P. | 1 | Year | 2015-11-01
629-HWP-001 | Hot Water Pump 1 |  |  | 629-00257.00 |  | 1
| Bell & Gossett |  | 102228 | HD 3 AB
| W840151 |  | PM - Centrifugal Pump, over 1 H.P. | 1 | Year | 2015-11-01
629-HWP-002 | Hot Water Pump 2 |  |  | 629-00257.00 |  | 1
| Bell & Gossett |  | 105096 | 1448004
| W840151 |  | PM - Centrifugal Pump, over 1 H.P. | 1 | Year | 2015-11-01
629-HWP-003 | HOT WATER PUMP |  |  | 629-00257.00 |  | 1
629-HWP-004 | Hot Water Pump 4 |  |  |  |  | 1
| Bell & Gossett |  | 1- 1/2 A6- 3/8 BF | 1428260 B88
| W840151 |  | PM - Centrifugal Pump, over 1 H.P. | 1 | Year | 2015-11-01
629-HWP-005 | Hot Water Pump 5 |  |  |  |  | 1
| Bell & Gossett |  | 1510 2-1/2 BBB 9 BF | 1457253
| W840151 |  | PM - Centrifugal Pump, over 1 H.P. | 1 | Year | 2015-11-01
629-HWP-006 | Hot Water Pump 6 |  |  |  |  | 1
| Bell & Gossett |  | 1510 2-1/2 BBB 9 BF | 1457253
| W840151 |  | PM - Centrifugal Pump, over 1 H.P. | 1 | Year | 2015-11-01
629-HWP-013 | Hot Water Pump 13 |  |  |  |  | 1
| Bell & Gossett |  | B-13G G-99 | 172534
| W840151 |  | PM - Centrifugal Pump, over 1 H.P. | 1 | Year | 2015-11-01
637-HWP-001 | Hot Water Recirculating |  |  | 637-00201.00 |  | 1
637-HWP-002 | Hot Water Recirculating Pump |  |  | 637-00201.00 |  | 1
637-HWP-003 | Hot Water Recirculating Pump |  |  | 637-00201.00 |  | 1
637-HWP-004 | Hot Water Recirculating Pump |  |  | 637-00201.00 |  | 1
637-HWP-005 | Domestic Hot Water Recirculating Pumps |  |  | 637-00201.00 |  | 1
637-HWP-006 | Domestic Hot Water Recirculating Pumps |  |  | 637-00201.00 |  | 1
637-HWP-007 | Hot Water Recirculating Pump 1, Animal Quarters |  |  | 637-3FL MECH |  | 1
637-HWP-008 | Hot Water Recirculating Pump 2, Animal Quarters |  |  | 637-3FL MECH |  | 1
Total | [5 empty] | 258
Hot Water Tank
127-TANK-001 | Domestic Hot Water Storage Tank 1 |  |  | 127-00158.00 |  | 1
|  |  | RGA0940-5-8 | H04J00021437
127-TANK-002 | Domestic Hot Water Storage Tank 2 |  |  | 127-00158.00 |  | 1
|  |  | RGA0940-5-8 | H04J00021438
189-DHW-001 | Hot Water Holding Tank |  |  | 189-BASEMENT |  | 1
| Lochinvar |  | RJS080 | MK5436466
189-DHW-002 | Hot Water Holding Tank |  |  | 189-BASEMENT |  | 1
| Lochinvar |  | RJS080 | MK5436436
189-DHW-003 | Hot Water Holding Tank |  |  | 189-BASEMENT |  | 1
| Lochinvar |  | RJS080 | MK5436454
Total | [5 empty] | 5
Humidifier
001-HUM-001 | Humidifier (AHU 1) |  |  | 001-00021.00 |  | 1
| DRI Steem |  | DM-6-60 | 1032320-01-04
001-HUM-001OA | Humidifier (OAHU 1) |  |  | 001-SUB D |  | 1
| DRI Steem |  | DM-8-80 | 1032319-01-01
001-HUM-002 | Humidifier (AHU 2) |  |  | 001-00021.00 |  | 1
| DRI Steem |  | DM-6-60 | 1032320-02-01
001-HUM-002OA | Humidifier (OAHU 2) |  |  | 001-SUB B |  | 1
| DRI Steem |  | DM0-8-80 | 1032319-01-02
001-HUM-003OA | Humidifier (OAHU 3) |  |  | 001-00223.00 |  | 1
| DRI Steem |  | DM-8-80 | 1032319-02-01
001-HUM-004OA | Humidifier (OAHU 4) |  |  | 001-00223.00 |  | 1
| DRI Steem |  | DM-8-60 | 1032319-03-01
003-HUM-001 | Rm 342 Cleanroom Vapac Humidifier - DEPARTMENTAL |  |  | 003-00342.00 |  | 1
|  |  | LRG4-PDH | HUM002576/P034031
008-S&H-003 | STEAM AND HUMIDIFIER,BASEMENT |  |  |  |  | 1
Buffalo
008-S&H-004 | STEAM AND HUMIDIFIER, 5TH AND 7TH FLOOR |  |  |  |  | 1
008-S&H-005 | STEAM AND HUMIDIFIER, MATH LAB ROOM |  |  | 008-00050.00 |  | 1
Carrier
022-HUM-001 | STEAM HUMIDIFIER |  |  | 022-BSMNT 16 |  | 1
038-SAF-001-HUM | Supply Fan 1 Steam Humidifier |  |  | 038-00201.00 |  | 1
| DRI Steem |  | STS-100 | 1198749-01-01
038-SAF-002-HUM | Supply Fan 2 Electric Humidifier |  |  | 038-00201.00 |  | 1
| DRI Steem |  | XT-20 | 1198749-0201
038-SAF-003-HUM | Supply Fan 3 Electric Humidifier |  |  | 038-00201.00 |  | 1
| DRI Steem |  | XT-10 | 1198749-0201
038-SAF-004-HUM | Supply Fan 4 Electric Humidifier |  |  | 038-00201.00 |  | 1
| DRI Steem |  | XT-10 | 1198749-03-01
046-AHU-001-HUM | Humidifier (Supply Fan 1) |  |  | 046-00316.00 |  | 1
Armstrong
| W990008 |  | PM - Humidifier | 1 | Year | 2016-09-19
046-AHU-002-HUM | Humidifier (Supply Fan 2) |  |  | 046-00410.00 |  | 1
Armstrong
| W990008 |  | PM - Humidifier | 1 | Year | 2016-09-19
048-HUM-001 | Humidifier (AHU 1, Supply Fan) |  |  | 048-4TH FLOOR |  | 1
| Armstrong |  | 93-HEM | 8034
| W990008 |  | PM - Humidifier | 1 | Year | 2016-09-19
048-HUM-002 | Humidifier 2 (AHU 1, Supply Fan) |  |  | 048-4TH FLOOR |  | 1
| Armstrong |  | 91-HEM | 16624
| W990008 |  | PM - Humidifier | 1 | Year | 2016-09-19
048-HUM-003 | Humidifier (AHU 2, Supply Fan) |  |  | 048-4TH FLOOR |  | 1
| Armstrong |  | 94-HEM | 5338
048-HUM-004 | Humidifier (AHU 3, Supply Fan) |  |  | 048-4TH FLOOR |  | 1
| Armstrong |  | 90-HEM | 10107
065-HUM-001 | Humidifier, Not in service |  |  | 065-ROOF |  | 1
065-HUM-002 | HUMIDIFIER 2 |  |  | 065-00124.00 |  | 1
|  |  | STS-400C | 1072431-02-01
090-MAU-541-HUM | EDC Cleanroom Make Up Air Handling Unit Electric Humidifier |  |  | 090-04501.00 |  | 1
| DRI Steem |  | VLD1 | 1163496-01-01-CC
096-HUM-001A/B | HUMIDIFIER |  |  | 096-PENTHOUSE |  | 1
| Nortec |  | NHMC-150 | 523900605001
096-HUM-002 | Humidifier Fan 2 (2 Units) |  |  | 096-PENTHOUSE |  | 1
| Nortec |  | NHMC-200 | 523900605007
| W990008 |  | PM - Humidifier | 1 | Year | 2016-01-02
096-HUM-002 | Humidifier Fan 2 (2 Units) |  |  | 096-PENTHOUSE |  | 1
| Nortec |  | NHMC-200 | 523900605007
| W990008 |  | PM - Humidifier | 1 | Year | 2016-01-02
096-HUM-002A/B | HUMIDIFIER |  |  | 096-PENTHOUSE |  | 1
| Nortec |  | NHMC-150 | 523900605003
096-HUM-003 | Humidifier Fan 3 (4 Units, North/South) |  |  | 096-PENTHOUSE |  | 1
| Nortec |  | NHMC-150 | 523900605003/002
| W990008 |  | PM - Humidifier | 1 | Year | 2016-01-02
096-HUM-003 | Humidifier Fan 3 (4 Units, North/South) |  |  | 096-PENTHOUSE |  | 1
| Nortec |  | NHMC-150 | 523900605003/002
| W990008 |  | PM - Humidifier | 1 | Year | 2016-01-02
096-HUM-003ABC | HUMIDIFIER |  |  | 096-PENTHOUSE |  | 1
| Nortec |  | NHMC-200 | 523900605007
096-HUM-004ABCD | HUMIDIFIER |  |  | 096-PENTHOUSE |  | 1
| Nortec |  | NHMC-200 | 523900605009
096-HUM-005A/B | HUMIDIFIER |  |  | 096-PENTHOUSE |  | 1
| Nortec |  | NHMC-200 | 523900605010
096-HUM-007A/B | HUMIDIFIER |  |  | 096-PENTHOUSE |  | 1
| Nortec |  | NHMC-150 | 523900605006
096-HUM-007ABCD | HUMIDIFIER |  |  | 096-PENTHOUSE |  | 1
| Nortec |  | NHMC-150 | 523900605005
096-HUM-008A/B | HUMIDIFIER |  |  | 096-PENTHOUSE |  | 1
| Nortec |  | NHMC-200 | 523900605011
096-HUM-009A/B | HUMIDIFIER |  |  | 096-PENTHOUSE |  | 1
| Nortec |  | NHMC-200 | 523900605012
096-HUM-00B | Humidifier Fan B (2 Units) |  |  | 096-BASEMENT |  | 1
| Nortec |  | NHMC-200 | 523900605014
| W990008 |  | PM - Humidifier | 1 | Year | 2016-01-02
096-HUM-00B | Humidifier Fan B (2 Units) |  |  | 096-BASEMENT |  | 1
| Nortec |  | NHMC-200 | 523900605014
| W990008 |  | PM - Humidifier | 1 | Year | 2016-01-02
096-HUM-00E | Humidifier Fan E (2 Units) |  |  | 096-BASEMENT |  | 1
| Nortec |  | NHMC-200 | 523900605013
| W990008 |  | PM - Humidifier | 1 | Year | 2016-01-02
096-HUM-00EA/B | HUMIDIFIER |  |  | 096-000150.00 |  | 1
| Nortec |  | NHMC-200 | 523900605013
096-HUM-010 | Humidifier Fan 10 (1 Unit) |  |  | 096-PENTHOUSE |  | 1
| Nortec |  | NHMC-075 | 523900605015
| W990008 |  | PM - Humidifier | 1 | Year | 2016-01-02
511-HMD-001 | STEAM HUMIDIFIER |  |  |  |  | 1
511-HMD-002 | STEAM HUMIDIFIER |  |  |  |  | 1
511-HMD-003 | STEAM HUMIDIFIER |  |  |  |  | 1
511-HMD-004 | STEAM HUMIDIFIER |  |  |  |  | 1
511-HMD-005 | STEAM HUMIDIFIER |  |  |  |  | 1
511-HMD-006 | STEAM HUMIDIFIER |  |  |  |  | 1
511-HMD-007 | STEAM HUMIDIFIER |  |  |  |  | 1
511-HMD-201 | STEAM HUMIDIFIER |  |  |  |  | 1
511-HMD-202 | STEAM HUMIDIFIER |  |  |  |  | 1
511-HMD-203 | STEAM HUMIDIFIER |  |  |  |  | 1
511-HMD-204 | STEAM HUMIDIFIER |  |  |  |  | 1
511-HMD-205 | STEAM HUMIDIFIER |  |  |  |  | 1
511-HMD-206 | STEAM HUMIDIFIER |  |  |  |  | 1
Total | [5 empty] | 55
Hydronic Pump
071-HWP-003 | Hydronic Pump 1 |  |  | 071-BASEMENT |  | 1
| Taco |  | TA1530B201B2L0
| W840151 |  | PM - Centrifugal Pump, over 1 H.P. | 1 | Year | 2015-11-01
071-HWP-004 | Hydronic Pump 2 |  |  | 071-BASEMENT |  | 1
| Taco |  | TA1530B201B2L0
| W840151 |  | PM - Centrifugal Pump, over 1 H.P. | 1 | Year | 2015-11-01
499-HWP-001 | Hydronic Heat Pump 1 (East) |  |  | 499-00010.00 |  | 1
Peerless Pumps
| W840151 |  | PM - Centrifugal Pump, over 1 H.P. | 1 | Year | 2015-11-01
499-HWP-002 | Hydronic Heat Pump 2 (West) |  |  | 499-00010.00 |  | 1
Peerless Pumps
| W840151 |  | PM - Centrifugal Pump, over 1 H.P. | 1 | Year | 2015-11-01
Total | [5 empty] | 4
Induction Unit
026-FCU-001 | Weather Master Induction Units Zone 1 (1st Floor Units) |  |  | 026-1ST FLOOR |  | 0
| W833601 |  | PM - Fan Coil/HV/AC Unit | 1 | Year | 2015-10-31
026-FCU-002 | Weather Master Induction Units Zone 2 (2nd Floor Units) |  |  | 026-2ND FLOOR |  | 0
| W833601 |  | PM - Fan Coil/HV/AC Unit | 1 | Year | 2015-10-31
026-FCU-003 | Weather Master Induction Units Zone 3 (3rd Floor Units) |  |  | 026-3RD FLOOR |  | 0
| W833601 |  | PM - Fan Coil/HV/AC Unit | 1 | Year | 2015-10-31
026-FCU-004 | Weather Master Induction Units Zone 4 (4th Floor Units) |  |  | 026-4TH FLOOR |  | 0
| W833601 |  | PM - Fan Coil/HV/AC Unit | 1 | Year | 2015-10-31
Total | [5 empty] | 4
Make-Up Air Fan
068-MUA-001 | MAKE-UP AIR UNIT 1 |  |  | 068-ROOF |  | 0
104-MUA-001 | Make Up Air Uniit 1, East Hallways |  |  |  |  | 0
|  |  | TBA-400/DX-C15 | CN-3163
| W841603 |  | PM - Air Handling Unit | 3 | Month | 2016-09-19
104-MUA-002 | Make Up Air Uniit 2, West Hallways |  |  |  |  | 0
|  |  | TBA-400/DX-C15 | CN3163
| W841603 |  | PM - Air Handling Unit | 3 | Month | 2016-09-19
115-MUA-001 | MAKE UP AIR SPILT SYSTEM 1 LOWER ROOF - KITCHEN AREA |  |  | 115-LOWROOF |  | 0
| Airwise |  | TBA-750-DX-C40 | CN-2561
| W841603 |  | PM - Air Handling Unit | 3 | Month | 2016-09-19
115-MUA-002 | MAKE-UP AIR SPLIT SYSTEM 2-ROOF EAST SIDE |  |  | 115-ROOF |  | 1
| Airwise |  | TBA-400/DX-C15 | CN-2561
| W841603 |  | PM - Air Handling Unit | 3 | Month | 2016-09-19
115-MUA-003 | Kitchen MAKE-UP AIR SPLIT SYSTEM 3 ROOF-WEST SIDE |  |  | 115-ROOF |  | 1
| Airwise |  | TBA-400/DX-C15 | CN-2561
| W841603 |  | PM - Air Handling Unit | 3 | Month | 2016-09-19
136-MAU-001 | Make-up Air Fan |  |  | 136-00010.00 |  | 0
| LJ Wing |  | IFB Steady Air II | 05-92506
| W847301 |  | PM - Fan, Centrifugal: Supply/Return/Exhaust Fan | 6 | Month | 2016-05-01
Total | [5 empty] | 7
Mixing Box
043-VAV-001-034 | VAVS |  |  | 043-BASEMENT |  | 0
049-VAV-01-055 | VAV BOXES (55 Total) |  |  |  |  | 0
062-FPB-ALL | Fan Powered Boxes |  |  |  |  | 0
062-VAV-01-117 | VAV'S (117 total) |  |  |  |  | 0
080-MIX-001 | Mixing Box, Outside 268 in Hallway |  |  | 080-HALLWAY |  | 0
080-MIX-002 | Mixing Box, 262 |  |  | 080-00262.00 |  | 0
080-MIX-003 | Mixing Box, 259 |  |  | 080-00259.00 |  | 0
080-MIX-004 | Mixing Box, 273 |  |  | 080-00273.00 |  | 0
080-MIX-005 | Mixing Box, 265 |  |  | 080-00265.00 |  | 0
080-MIX-006 | Mixing Box, 263 |  |  | 080-00263.00 |  | 0
080-MIX-007 | Mixing Box, 251 |  |  | 080-00251.00 |  | 0
080-MIX-008 | Mixing Box, 103 |  |  | 080-00103.00 |  | 0
166-VAV-101-124 | VAV'S, 1ST FLOOR THROUGHOUT |  |  |  |  | 0
166-VAV-201-240 | VAV'S, 2ND FLOOR THROUGHOUT |  |  |  |  | 0
167-VAV-001-017 | VAV'S, 1ST FLOOR |  |  |  |  | 0
603-VAV-001-203 | VAV'S |  |  |  |  | 0
Total | [5 empty] | 16
NIL
511-BFAH-001 | BOOSTER AIR FAN HANDLER, CARRIAGE HOUSE |  |  |  |  | 1
Total | [5 empty] | 1
Other
027-PGS-001 | Programmable Stat in room 122 |  |  | 001-00122.00
504-PGS-001 | Programmable Stat |  |  | 001-00190.03
510-TMR-001 | 7 Day timer to control AHU1
510-TMR-002 | 7 day timer to control AHU2
Total | [5 empty] | 4
Pneumatic Air Line
040-PNEM-001 | Pneumatic Air Line, Air Hose |  |  | 040-ROOM 60 |  | 0
| WPM0000 |  | PM - Unspecified | 6 | Month | 2016-08-01
Total | [5 empty] | 1
Pneumatic Valve
028-PNEU-CNTRL | Day/Night Pneumatic control located in panel at air compressor (basement mech.)
089-V-1 | Air Handling Unit 1 - Heating Valve 1 |  |  | 089-06152.00 |  | 1
089-V-2 | Air Handling Unit 1 - Heating Valve 1 |  |  | 089-06152.00 |  | 1
Total | [5 empty] | 3
Pool
080-POOL-001 | Matthaei Lap Pool |  |  | 080-BSMNT |  | 1
080-POOL-002 | Matthaei Dive Pool |  |  | 080-BSMNT |  | 1
Total | [5 empty] | 2
Pool Chemical Feed
080-OZON-001 | Ozone Water Purification System |  |  | 080-BSMNT |  | 0
080-POOL-005 | Enzyme Pump for Pool |  |  | 080-BSMNT |  | 0
080-POOL-007 | Automated Chemical Feed Control for Pool |  |  | 080-BSMNT |  | 0
080-TANK-001 | CO2 Tank, Main and Back Up |  |  | 080-BSMNT |  | 0
Total | [5 empty] | 4
Pool Filter
080-POOL-004 | Pool Filter, High Pressure Sand |  |  | 080-BSMNT |  | 0
Total | [5 empty] | 1
Pool Level Control
080-POOL-010 | Pool Level Control |  |  | 080-BSMNT |  | 0
Marlow
Total | [5 empty] | 1
Pool Pump
080-POOL-003 | Pool Chlorine Pump |  |  | 080-BSMNT |  | 0
080-PP-001 | Pool Pump 1 |  |  | 080-BSMNT |  | 0
| Marlow |  | 5-11SC | CS9294-01H40
| W840151 |  | PM - Centrifugal Pump, over 1 H.P. | 1 | Year | 2016-05-01
080-PP-002 | Pool Pump 2 |  |  | 080-BSMNT |  | 0
| Marlow |  | 5-11SC | CS9294-02H40
| W840151 |  | PM - Centrifugal Pump, over 1 H.P. | 1 | Year | 2016-05-01
080-PP-008 | Pool Recirculating Pump 1 |  |  | 080-BSMNT |  | 0
Marlow
080-PP-009 | Pool Recirculating Pump 2 |  |  | 080-BSMNT |  | 0
Marlow
Total | [5 empty] | 5
Press Box
078-PRESS-001 | Press Box, Winterized |  |  | 078-ROOF |  | 0
DX-08B
Total | [5 empty] | 1
Pressure Vacuum Breaker
038-PVB-001 | Vacuum Breaker (Lawn Irrigaton - Cass Side of Bldg next to DFD Connection)
|  |  | 800765 | 132633
| PM_PVB |  | PM - Preventative Maintenance - Pressure Vacuum Breaker | 1 | Year | 2016-05-01
045-PVB-001 | Vacuum Breaker (Lawn Irrigation - Lower Level Mech Rm)
|  |  | 765-2 | AA7566
| PM_PVB |  | PM - Preventative Maintenance - Pressure Vacuum Breaker | 1 | Year | 2016-05-01
049-PVB-001 | Vacuum Breaker (Lawn Irrigation - Outside NW Entrance)
|  |  | 765-2 | 53736
| PM_PVB |  | PM - Preventative Maintenance - Pressure Vacuum Breaker | 1 | Year | 2016-05-01
050-PVB-001 | Vacuum Breaker (In Basement - Lawn Irrigation)
|  |  | 800 | 87761
| PM_PVB |  | PM - Preventative Maintenance - Pressure Vacuum Breaker | 1 | Year | 2016-01-01
051-PVB-001 | Vacuum Breaker (Basement Stairwell) - Cass Side of Bldg next to DFD Connection) LADDER REQUIRED
|  |  | 800 | 0014161
| PM_PVB |  | PM - Preventative Maintenance - Pressure Vacuum Breaker | 1 | Year | 2016-05-01
064-PVB-001 | Vacuum Breaker (Lawn Irrigation - Basement Boiler Rm) |  |  | 064-00011.00
|  |  | 800 | 26924
| PM_PVB |  | PM - Preventative Maintenance - Pressure Vacuum Breaker | 1 | Year | 2016-09-01
067-PVB-001 | Vacuum Breaker (Outside Rear Entrance)
|  |  | 765 | 53736
| PM_PVB |  | PM - Preventative Maintenance - Pressure Vacuum Breaker | 1 | Year | 2016-05-01
078-PVB-001 | Vacuum Breaker
|  |  | 800 | 1021092
| PM_PVB |  | PM - Preventative Maintenance - Pressure Vacuum Breaker | 1 | Year | 2015-12-01
089-PVB-001 | Vacuum Breaker (Dark Rm - 3rd Flr Rm 3153) |  |  | 089-03153.00
|  |  | 720A | T019907
| PM_PVB |  | PM - Preventative Maintenance - Pressure Vacuum Breaker | 1 | Year | 2016-08-01
090-PVB-001 | Vacuum Breaker (1st Flr - Rm 1320) |  |  | 090-01320.00
|  |  | 008 PCQT | 00910
| PM_PVB |  | PM - Preventative Maintenance - Pressure Vacuum Breaker | 1 | Year | 2016-08-01
099-PVB-001 | Vacuum Breaker (Softball Stadium-Outside North Wall) |  |  | 099-Entire Building
|  |  | 765-2 | 760022
| PM_PVB |  | PM - Preventative Maintenance - Pressure Vacuum Breaker | 1 | Year | 2016-05-01
134-PVB-001 | Vacuum Breaker (Lawn Irrigation - Outside)
| PM_PVB |  | PM - Preventative Maintenance - Pressure Vacuum Breaker | 1 | Year | 2016-04-01
156-PVB-001 | Vacuum Breaker (Chilled Water Makeup - Basement) |  |  | 156-00020.00
|  |  | 800M4 | 001581
| PM_PVB |  | PM - Preventative Maintenance - Pressure Vacuum Breaker | 1 | Year | 2016-10-04
507-PVB-001 | Vacuum Breaker (Lawn Irrigation - NW Side of Building)
|  |  | 800M4 | 004335
| PM_PVB |  | PM - Preventative Maintenance - Pressure Vacuum Breaker | 1 | Year | 2016-04-01
507-PVB-002 | Vacuum Breaker (South Side of Building)
| PM_PVB |  | PM - Preventative Maintenance - Pressure Vacuum Breaker | 1 | Year | 2016-04-01
536-PVB-001 | Vacuum Breaker (Lawn Irrigation - 1st Flr near Forest Entrance)
|  |  | 785-1 | H610750
| PM_PVB |  | PM - Preventative Maintenance - Pressure Vacuum Breaker | 1 | Year | 2016-05-01
611-PVB-001 | Vacuum Breaker (Basement Rm 112) |  |  | 611-00112.00
76502
| PM_PVB |  | PM - Preventative Maintenance - Pressure Vacuum Breaker | 1 | Year | 2016-07-01
613-PVB-001 | Vacuum Breaker (Lawn Irrigation - Outside Main Office)
|  |  | 765-2 | A7935
| PM_PVB |  | PM - Preventative Maintenance - Pressure Vacuum Breaker | 1 | Year | 2016-05-01
629-PVB-001 | Vacuum Breaker (Basement Rm 110) |  |  | 629-00110.00
|  |  | 800MA | 001059
| PM_PVB |  | PM - Preventative Maintenance - Pressure Vacuum Breaker | 1 | Year | 2016-07-01
Total | [5 empty] | 19
Pump
025-CRS-001 | Condensate Rerturn System |  |  | 025-00060.00 |  | 1
| Bell & Gossett |  | 52CB45-40 | 098C34 - SA0650388 - 011 - 1
| W837103 |  | PM - Condensate Return Pump | 1 | Year | 2016-09-19
046-HWP-XXX | Domestic Hot Water Sys Circulating Pump |  |  | 046-00410.00 |  | 0
Bell & Gossett
| W990006 |  | PM - Water Booster Pump | 1 | Year | 2015-11-01
090-ERP-541 | EDC Energy Recovery Sys Pump 1 |  |  | 090-04505.00 |  | 0
| Taco |  | KV3007
| W840151 |  | PM - Centrifugal Pump, over 1 H.P. | 1 | Year | 2014-03-15
090-ERP-542 | EDC Energy Recovery Sys Pump 2 |  |  | 090-04505.00 |  | 0
| Taco |  | KV3007
| W990006 |  | PM - Water Booster Pump | 1 | Year | 2016-02-01
090-ERP-542 | EDC Energy Recovery Sys Pump 2 |  |  | 090-04505.00 |  | 0
| Taco |  | KV3007
| W840151 |  | PM - Centrifugal Pump, over 1 H.P. | 6 | Month | 2016-05-01
090-HWP-022 | Domestic Hot Water Recirculation Pump (Office Wing) |  |  | 090-04116.00 |  | 0
| W840151 |  | PM - Centrifugal Pump, over 1 H.P. | 1 | Year | 2015-11-01
090-PWP-001 | EDC Process Water Pump (Chilled Water Sys) |  |  | 090-04505.00 |  | 0
| W840151 |  | PM - Centrifugal Pump, over 1 H.P. | 1 | Year | 2014-04-01
115-BCP-004 | Boiler Circulation Pump 4 (115-BSG-001) |  |  | 115-00124.00 |  | 1
| Taco |  | 1635C3N1
115-BCP-005 | Boiler Circulation Pump 5 (115-BSG-002) |  |  | 115-00124.00 |  | 1
| Taco |  | 1635C3N1
115-DHWP-006 | Domestic Hot Water Circulation Pump (115-BSG-003) |  |  | 115-00124.00 |  | 1
| Armstrong |  | 816032-000 | 0110
| WBG100 |  | PB - B&G Series 100 Pump | 6 | Month | 2016-09-01
115-DHWP-007 | Domestic Hot Water Circulation Pump 7 (115-BSG-004) |  |  | 115-00124.00 |  | 1
| Armstrong |  | 816032-000 | 0408
| WBG100 |  | PB - B&G Series 100 Pump | 6 | Month | 2016-09-01
115-GCP-001 | Building Glycol Loop Circulation Pump 1 |  |  | 115-00124.00 |  | 0
| Taco |  | FE4010E2G1G4LOA | 180761 030
| W840151 |  | PM - Centrifugal Pump, over 1 H.P. | 6 | Month | 2016-05-01
115-GCP-002 | Building Glycol Loop Circulation Pump 2 |  |  | 115-00124.00 |  | 1
| Taco |  | FE4010E4G1G2LOA | EC00684 17
| W840151 |  | PM - Centrifugal Pump, over 1 H.P. | 6 | Month | 2016-05-01
127-GCP-001 | Building Glycol Loop Circulation Pump 1 |  |  |  |  | 0
| W840151 |  | PM - Centrifugal Pump, over 1 H.P. | 6 | Month | 2016-09-19
127-GCP-002 | Building Glycol Loop Circulation Pump 2 |  |  |  |  | 1
| W840151 |  | PM - Centrifugal Pump, over 1 H.P. | 6 | Month | 2016-09-19
134-CHWP-003 | Building Loop (Chill Water/Heating Water) Pump 3 |  |  | 134-PENTHOUSE |  | 0
| Bell & Gossett |  | HSC3
| W840151 |  | PM - Centrifugal Pump, over 1 H.P. | 6 | Month | 2016-05-01
134-CHWP-004 | Building Loop (Chill Water/Heating Water) Pump 4 |  |  | 134-PENTHOUSE |  | 1
Bell & Gossett
| W840151 |  | PM - Centrifugal Pump, over 1 H.P. | 6 | Month | 2016-05-01
507-CHWP-004 | Building Loop Pump 4 (Heating & Cooling) |  |  | 507-00163.00 |  | 1
| W840151 |  | PM - Centrifugal Pump, over 1 H.P. | 1 | Year | 2016-05-01
507-CHWP-005 | Building Loop Pump 5 (Heating & Cooling) |  |  | 507-00163.00 |  | 1
| W840151 |  | PM - Centrifugal Pump, over 1 H.P. | 1 | Year | 2016-05-01
507-CHWP-015 | Building Loop Pump 15 (Heating & Cooling) |  |  | 507-00163.00 |  | 1
| W840151 |  | PM - Centrifugal Pump, over 1 H.P. | 1 | Year | 2016-05-01
507-CHWP-016 | Building Loop Pump 16 (Heating & Cooling) |  |  | 507-00163.00 |  | 1
| W840151 |  | PM - Centrifugal Pump, over 1 H.P. | 1 | Year | 2016-05-01
629-GFP-001 | Generator Fuel Tansfer Pump P16A (Rm 0160) |  |  |  |  | 0
| W840151 |  | PM - Centrifugal Pump, over 1 H.P. | 1 | Year | 2016-06-01
629-GFP-002 | Generator Fuel Tansfer Pump P-16B (Rm 0160) |  |  |  |  | 0
| W840151 |  | PM - Centrifugal Pump, over 1 H.P. | 1 | Year | 2016-06-01
629-LCP-001 | Laser Cooling Pump P-17 (Rm 0160) |  |  |  |  | 0
| W840151 |  | PM - Centrifugal Pump, over 1 H.P. | 6 | Month | 2016-05-01
Total | [5 empty] | 24
Radiator
041-RAD-001 | RADIATORS |  |  | 041-BASEMENT |  | 0
136-RAD-101 | Radiator, Apartment 101 |  |  | 136-00101.00 |  | 0
136-RAD-102 | Radiator, Apartment 102 |  |  | 136-00102.00 |  | 2
136-RAD-103 | Radiator, Apartment 103 |  |  | 136-00103.00 |  | 2
136-RAD-104 | Radiator, Apartment 104 |  |  | 136-00104.00 |  | 2
136-RAD-105 | Radiator, Apartment 105 |  |  | 136-00105.00 |  | 2
136-RAD-106 | Radiator, Apartment 106 |  |  | 136-00106.00 |  | 2
136-RAD-107 | Radiator, Apartment 107 |  |  | 136-00107.00 |  | 2
136-RAD-201 | Radiator, Apartment 201 |  |  | 136-00201.00 |  | 2
136-RAD-202 | Radiator, Apartment 202 |  |  | 136-00202.00 |  | 2
136-RAD-203 | Radiator, Apartment 203 |  |  | 136-00203.00 |  | 2
136-RAD-204 | Radiator, Apartment 204 |  |  | 136-00204.00 |  | 2
136-RAD-205 | Radiator, Apartment 205 |  |  | 136-00205.00 |  | 2
136-RAD-206 | Radiator, Apartment 206 |  |  | 136-00206.00 |  | 2
136-RAD-207 | Radiator, Apartment 207 |  |  | 136-00207.00 |  | 2
136-RAD-208 | Radiator, Apartment 208 |  |  | 136-00208.00 |  | 2
136-RAD-209 | Radiator, Apartment 209 |  |  | 136-00209.00 |  | 2
136-RAD-210 | Radiator, Apartment 210 |  |  | 136-00210.00 |  | 2
136-RAD-301 | Radiator, Apartment 301 |  |  | 136-00301.00 |  | 2
136-RAD-302 | Radiator, Apartment 302 |  |  | 136-00302.00 |  | 2
136-RAD-303 | Radiator, Apartment 303 |  |  | 136-00303.00 |  | 2
136-RAD-304 | Radiator, Apartment 304 |  |  | 136-00304.00 |  | 2
136-RAD-305 | Radiator, Apartment 305 |  |  | 136-00305.00 |  | 2
136-RAD-306 | Radiator, Apartment 306 |  |  | 136-00306.00 |  | 2
136-RAD-307 | Radiator, Apartment 307 |  |  | 136-00307.00 |  | 2
136-RAD-308 | Radiator, Apartment 308 |  |  | 136-00308.00 |  | 2
136-RAD-309 | Radiator, Apartment 309 |  |  | 136-00309.00 |  | 2
136-RAD-310 | Radiator, Apartment 310 |  |  | 136-00310.00 |  | 2
136-RAD-401 | Radiator, Apartment 401 |  |  | 136-00401.00 |  | 2
136-RAD-402 | Radiator, Apartment 402 |  |  | 136-00402.00 |  | 2
136-RAD-403 | Radiator, Apartment 403 |  |  | 136-00403.00 |  | 2
136-RAD-404 | Radiator, Apartment 404 |  |  | 136-00404.00 |  | 2
136-RAD-405 | Radiator, Apartment 405 |  |  | 136-00405.00 |  | 2
136-RAD-406 | Radiator, Apartment 406 |  |  | 136-00406.00 |  | 2
136-RAD-407 | Radiator, Apartment 407 |  |  | 136-00407.00 |  | 2
136-RAD-408 | Radiator, Apartment 408 |  |  | 136-00408.00 |  | 2
136-RAD-409 | Radiator, Apartment 409 |  |  | 136-00409.00 |  | 2
136-RAD-410 | Radiator, Apartment 410 |  |  | 136-00410.00 |  | 2
136-RAD-501 | Radiator, Apartment 501 |  |  | 136-00501.00 |  | 2
136-RAD-502 | Radiator, Apartment 502 |  |  | 136-00502.00 |  | 2
136-RAD-503 | Radiator, Apartment 503 |  |  | 136-00503.00 |  | 2
136-RAD-504 | Radiator, Apartment 504 |  |  | 136-00504.00 |  | 2
136-RAD-505 | Radiator, Apartment 505 |  |  | 136-00505.00 |  | 2
136-RAD-506 | Radiator, Apartment 506 |  |  | 136-00506.00 |  | 2
136-RAD-507 | Radiator, Apartment 507 |  |  | 136-00507.00 |  | 2
136-RAD-508 | Radiator, Apartment 508 |  |  | 136-00508.00 |  | 2
136-RAD-509 | Radiator, Apartment 509 |  |  | 136-00509.00 |  | 2
136-RAD-510 | Radiator, Apartment 510 |  |  | 136-00510.00 |  | 2
136-RAD-601 | Radiator, Apartment 601 |  |  | 136-00601.00 |  | 2
136-RAD-602 | Radiator, Apartment 602 |  |  | 136-00602.00 |  | 2
136-RAD-603 | Radiator, Apartment 603 |  |  | 136-00603.00 |  | 2
136-RAD-604 | Radiator, Apartment 604 |  |  | 136-00604.00 |  | 2
136-RAD-605 | Radiator, Apartment 605 |  |  | 136-00605.00 |  | 2
136-RAD-606 | Radiator, Apartment 606 |  |  | 136-00606.00 |  | 2
136-RAD-607 | Radiator, Apartment 607 |  |  | 136-00607.00 |  | 2
136-RAD-608 | Radiator, Apartment 608 |  |  | 136-00608.00 |  | 2
136-RAD-609 | Radiator, Apartment 609 |  |  | 136-00609.00 |  | 2
136-RAD-610 | Radiator, Apartment 610 |  |  | 136-00610.00 |  | 2
136-RAD-701 | Radiator, Apartment 701 |  |  | 136-00701.00 |  | 2
136-RAD-702 | Radiator, Apartment 702 |  |  | 136-00702.00 |  | 2
136-RAD-703 | Radiator, Apartment 703 |  |  | 136-00703.00 |  | 2
136-RAD-704 | Radiator, Apartment 704 |  |  | 136-00704.00 |  | 2
136-RAD-705 | Radiator, Apartment 705 |  |  | 136-00705.00 |  | 2
136-RAD-706 | Radiator, Apartment 706 |  |  | 136-00706.00 |  | 2
136-RAD-707 | Radiator, Apartment 707 |  |  | 136-00707.00 |  | 2
136-RAD-708 | Radiator, Apartment 708 |  |  | 136-00708.00 |  | 2
136-RAD-709 | Radiator, Apartment 709 |  |  | 136-00709.00 |  | 2
136-RAD-710 | Radiator, Apartment 710 |  |  | 136-00710.00 |  | 2
136-RAD-801 | Radiator, Apartment 801 |  |  | 136-00801.00 |  | 2
136-RAD-802 | Radiator, Apartment 802 |  |  | 136-00802.00 |  | 2
136-RAD-803 | Radiator, Apartment 803 |  |  | 136-00803.00 |  | 2
136-RAD-804 | Radiator, Apartment 804 |  |  | 136-00804.00 |  | 2
136-RAD-805 | Radiator, Apartment 805 |  |  | 136-00805.00 |  | 2
136-RAD-806 | Radiator, Apartment 806 |  |  | 136-00806.00 |  | 2
136-RAD-807 | Radiator, Apartment 807 |  |  | 136-00807.00 |  | 2
136-RAD-808 | Radiator, Apartment 808 |  |  | 136-00808.00 |  | 2
136-RAD-809 | Radiator, Apartment 809 |  |  | 136-00809.00 |  | 2
136-RAD-810 | Radiator, Apartment 810 |  |  | 136-00810.00 |  | 2
136-RAD-901 | Radiator, Apartment 901 |  |  | 136-00901.00 |  | 2
136-RAD-902 | Radiator, Apartment 902 |  |  | 136-00902.00 |  | 2
136-RAD-903 | Radiator, Apartment 903 |  |  | 136-00903.00 |  | 2
136-RAD-904 | Radiator, Apartment 904 |  |  | 136-00904.00 |  | 2
136-RAD-905 | Radiator, Apartment 905 |  |  | 136-00905.00 |  | 2
136-RAD-906 | Radiator, Apartment 906 |  |  | 136-00906.00 |  | 2
136-RAD-907 | Radiator, Apartment 907 |  |  | 136-00907.00 |  | 2
136-RAD-908 | Radiator, Apartment 908 |  |  | 136-00908.00 |  | 2
136-RAD-909 | Radiator, Apartment 909 |  |  | 136-00909.00 |  | 2
136-RAD-910 | Radiator, Apartment 910 |  |  | 136-00910.00 |  | 2
Total | [5 empty] | 88
Reheat Coil
050-RHC-001 | Reheat Coil (102) |  |  | 050-00102.00 |  | 1
| WPM0000 |  | PM - Unspecified | 6 | Month | 2016-05-01
050-RHC-002 | Reheat Coil (103) |  |  | 050-00103.00 |  | 1
| WPM0000 |  | PM - Unspecified | 6 | Month | 2016-05-01
050-RHC-003 | Reheat Coil (104) |  |  | 050-00104.00 |  | 1
| WPM0000 |  | PM - Unspecified | 6 | Month | 2016-05-01
050-RHC-004 | Reheat Coil (105) |  |  | 050-00105.00 |  | 1
| WPM0000 |  | PM - Unspecified | 6 | Month | 2016-05-01
050-RHC-005 | Reheat Coil (200.6) |  |  | 050-00200.60 |  | 1
| WPM0000 |  | PM - Unspecified | 6 | Month | 2016-05-01
050-RHC-006 | Reheat Coil (209) |  |  | 050-00209.00 |  | 1
| WPM0000 |  | PM - Unspecified | 6 | Month | 2016-05-01
050-RHC-007 | Reheat Coil (300.1) |  |  | 050-00300.10 |  | 1
| WPM0000 |  | PM - Unspecified | 6 | Month | 2016-05-01
050-RHC-008 | Reheat Coil (302) |  |  | 050-00302.00 |  | 1
| WPM0000 |  | PM - Unspecified | 6 | Month | 2016-05-01
050-RHC-009 | Reheat Coil (315) |  |  | 050-00315.00 |  | 1
| WPM0000 |  | PM - Unspecified | 6 | Month | 2016-05-01
050-RHC-010 | Reheat Coil (402) |  |  | 050-00402.00 |  | 1
| WPM0000 |  | PM - Unspecified | 6 | Month | 2016-05-01
050-RHC-011 | Reheat Coil (403.1) |  |  | 050-00403.10 |  | 1
| WPM0000 |  | PM - Unspecified | 6 | Month | 2016-05-01
050-RHC-012 | Reheat Coil (417) |  |  | 050-00417.00 |  | 1
| WPM0000 |  | PM - Unspecified | 6 | Month | 2016-05-01
050-RHC-013 | Reheat Coil (202) |  |  | 050-00202.00 |  | 1
| WPM0000 |  | PM - Unspecified | 6 | Month | 2016-05-01
050-RHC-014 | Reheat Coil (203) |  |  | 050-00203.00 |  | 1
| WPM0000 |  | PM - Unspecified | 6 | Month | 2016-05-01
637-THU-001-212 | TERMINAL REHEAT UNIT, 2ND FLOOR |  |  | 637-00201.00 |  | 1
Total | [5 empty] | 15
Relief Dampers
096-DAMP-001* | Relief Dampers |  |  | 096-BASEMENT |  | 1
Total | [5 empty] | 1
Return Air Fan
003-RAF-001 | Return Air Fan 1 |  |  | 003-00027.00 |  | 1
| American Standard |  | 300 | 300-225
003-RAF-002 | Return Air Fan 2 |  |  | 003-00027.00 |  | 1
| American Standard |  | 402 | 402-179
003-RAF-003 | Return Air Fan 3 |  |  | 003-00027.00 |  | 1
| American Standard |  | 445 | 445-180
005-RAF-001 | Return Air Fan 1 |  |  | 005-04019.00 |  | 1
005-RAF-002 | Return Air Fan 2 |  |  | 005-04019.00 |  | 1
006-RAF-007 | Return Air Fan 7 |  |  | 006-00018.00 |  | 1
006-RAF-008 | Return Air Fan 8 |  |  | 006-00004.00 |  | 1
007-RAF-001 | Return Fan, RF1 |  |  | 007-SB47 |  | 1
007-RAF-003 | Return Fan, RF3 |  |  | 007-SB47 |  | 1
007-RAF-004 | Return Fan, RF4 |  |  | 007-PENTHOUSE |  | 1
007-RAF-005 | Return Fan, RF5 |  |  | 007-SB47 |  | 1
008-RAF-003 | Return Air Fan 3 |  |  | 008-CHEM SB47 |  | 1
| Buffalo |  | 1200 | 67J-5910
008-RAF-004 | Return Air Fan 4 |  |  | 008-00800.00 |  | 1
| Buffalo |  | 890 | 67J5909
008-RAF-005 | RETURN AIR FAN |  |  |  |  | 1
Buffalo
022-RAF-001 | Return Air Fan 1 |  |  | 022-BSMNT 16 |  | 1
025-RAF-001 | Return Air Fan 1 (serves 1st Floor Aerobics) |  |  | 025-00060.00 |  | 1
| Trane. |  | MCCA050MAH10C0B | K99J653224
025-RAF-002 | Return Air Fan 2 |  |  | 025-00350.00 |  | 1
| Trane. |  | MCC080GAUN0AP00 | K99J653504
025-RAF-003 | Return Air Fan 3 |  |  | 025-00350.00 |  | 1
| Trane. |  |  | K99J65351N
025-RAF-004 | Return Air Fan 4 |  |  | 025-00350.00 |  | 1
| Trane. |  |  | K99J65355N
027-RAF-002 | Return Fan 2 |  |  | 027-00011.00 |  | 1
| American Blower |  |  | 300-12
027-RAF-003 | Return/Exhaust Fan 1 |  |  | 027-PENTHOUSE |  | 1
027-RAF-004 | Return/Exhaust Fan 2 |  |  | 027-PENTHOUSE |  | 1
027-RAF-005 | Return/Exhaust Fan 3 |  |  | 027-PENTHOUSE |  | 1
034-RAF-001 | Return Fan #1 |  |  | 034-401 |  | 1
| W847301 |  | PM - Fan, Centrifugal: Supply/Return/Exhaust Fan | 6 | Month | 2016-08-01
034-RAF-002 | Return Fan #2 |  |  | 034-401 |  | 1
| W847301 |  | PM - Fan, Centrifugal: Supply/Return/Exhaust Fan | 6 | Month | 2016-08-01
034-RAF-003 | Return Air Fan #3/5 |  |  | 034-5TH FLOOR |  | 1
| W847301 |  | PM - Fan, Centrifugal: Supply/Return/Exhaust Fan | 6 | Month | 2016-08-01
034-RAF-004 | Return Air Fan #4 |  |  | 034-6TH FLOOR |  | 1
| W847301 |  | PM - Fan, Centrifugal: Supply/Return/Exhaust Fan | 6 | Month | 2016-08-01
034-RAF-005 | Return Air Fan #5 |  |  | 034-7TH FLOOR |  | 1
| W847301 |  | PM - Fan, Centrifugal: Supply/Return/Exhaust Fan | 6 | Month | 2016-08-01
036-RAF-001 | Return Fan 1 |  |  | 036-00022.00 |  | 1
036-RAF-002 | Exhaust/Return Fan 1 |  |  | 036-ROOF |  | 1
039-RAF-002 | Return Fan 2 (Alumni) |  |  | 039-00025.00 |  | 1
| Trane. |  | 21 | SS4707
042-RAF-012 | Return Fan (President's Apartment) |  |  | 042-00032.00 |  | 1
| Trane. |  | 21 | SS4714
042-RAF-013 | Return Fan (Alumni House) |  |  | 042-00032.00 |  | 1
| Trane. |  | 21 | SS4715
046-AHU-001-RF | Return Air Fan 1 (RAF-1) |  |  | 046-03306.00 |  | 1
| Twin City Fan Blower |  | Size 660 | 65770-1-1
048-RAF-001 | Return Air Fan 1 |  |  | 048-4TH FLOOR |  | 1
| Greenheck |  | 36 AFSW-21-1-1 | 97E14040
048-RAF-002 | Return Air Fan 2 |  |  | 048-4TH FLOOR |  | 1
| Greenheck |  | VAB-54F30-II-A30 | 97E11816
048-RAF-003 | Return Air Fan 3 |  |  | 048-4TH FLOOR |  | 1
| Greenheck |  | 44-AFSW-21-1-1 | 97E14042
049-AHU-001-RF | Air Handling Unit 1 Return Fan |  |  | 049-03133.00 |  | 1
| Trane. |  | unable to acces to read
049-AHU-002-RF | Air Handling Unit 2 Return Fan (15hp) |  |  | 049-03133.00 |  | 1
| Trane. |  | MCCA066GAY0AAA000H0ECAA0C | K00A04349
049-AHU-003-RF | Air Handling Unit 3 Return Fan (5hp) |  |  | 049-03133.00 |  | 1
| Trane. |  | MCCA017GAY0ABA000E0ECA | K00A04008
049-AHU-004-RF | Air Handling Unit 4 Return Fan (3hp) |  |  | 049-03133.00 |  | 1
| Trane. |  | MCCA014GAY0ABA00D0ECA0CC0 | K00A04023
049-AHU-005-RF | Air Handling Unit 5 Return Fan (Damon Keith Ctr) Expansion |  |  | 049-03284.00 |  | 1
| Trane. |  | 39MN17D020E1X15XG9 | 0511U04628
050-RAF-001 | Return Air Fan 1 |  |  | 050-00011.00 |  | 1
| Peerless Pumps |  | AF402
| W847301 |  | PM - Fan, Centrifugal: Supply/Return/Exhaust Fan | 3 | Month | 2016-09-01
062-RAF-001 | Relief Air Fan 1 |  |  | 062-01500.00 |  | 1
| Greenheck |  | VADS24F14 34A7.5 | Not Available
062-RAF-002 | Relief Air Fan 2 |  |  | 062-02500.00 |  | 1
| Greenheck |  | VADS24F14 34A7.5 | Not Available
062-RAF-003 | Relief Air Fan 3 |  |  | 062-03500.00 |  | 1
| Greenheck |  | VADS24F14 34A7.5 | Not Available
062-RAF-004 | Relief Air Fan 4 |  |  | 062-04500.00 |  | 1
| Greenheck |  | VADS24F14 34A7.5 | Not Available
065-RAF-001 | Return Air Fan |  |  | 065-ROOF |  | 1
067-RAF-002 | Return Air Fan 2 |  |  | 067-00021.00 |  | 1
067-RAF-003 | Return Air Fan for SAF 1 & 3 |  |  | 067-00021.00 |  | 1
071-RAF-001 | RETURN AIR FAN FOR HEAT PUMP |  |  | 071-5TH FLR |  | 1
071-RAF-002 | RETURN AIR FAN FOR HEAT PUMP |  |  | 071-5TH FLR |  | 1
080-RAF-001 | Return Air Fan 1, North Ticket Office |  |  | 080-00201.00 |  | 1
| Buffalo |  | 65S13311
080-RAF-002 | Return Air Fan 2, South Ticket Office |  |  | 080-00225.00 |  | 1
| Buffalo |  | 65S13391
080-RAF-003 | Return Air Fan 3, Main Gym |  |  | 080-00201.00 |  | 1
Buffalo
080-RAF-004 | Return Air Fan 4, Main Gym |  |  | 080-00225.00 |  | 1
Buffalo
080-RAF-005 | Return Air Fan 5, Main Gym |  |  | 080-00201.00 |  | 1
| Buffalo |  | 65S13392
080-RAF-006 | Return Air Fan 6, Main Gym |  |  | 080-00225.00 |  | 1
Buffalo
080-RAF-007 | Return Air Fan 7, Wrestling Area |  |  | 080-00201.00 |  | 1
| Buffalo |  | 65S13392
080-RAF-008 | Return Air Fan 8, Dance Area |  |  | 080-00225.00 |  | 1
Buffalo
080-RAF-009 | Return Air Fan 9, Auxiliary Gym |  |  | 080-00201.00 |  | 1
| Buffalo |  | 65S13392
080-RAF-010 | Return Air Fan 10, Auxiliary Gym |  |  | 080-00225.00 |  | 1
Buffalo
080-RAF-011 | Return Air Fan 11, Mens Locker Room |  |  | 080-00253.00 |  | 1
65S13393
080-RAF-012 | Return Air Fan 12, Womens Locker Room |  |  | 080-00269.00 |  | 1
Buffalo
080-RAF-013 | Return Air Fan 13, Pool |  |  | 080-00253.00 |  | 1
65S13393
080-RAF-014 | Return Air Fan 14, Pool |  |  | 080-00269.00 |  | 1
Buffalo
080-RAF-015 | Return Air Fan 15, Pool |  |  | 080-00253.00 |  | 1
080-RAF-016 | Return Air Fan 16, Pool |  |  | 080-00269.00 |  | 1
| Buffalo |  | 65S13393
080-RAF-017 | Return Air Fan 17, Basement Mechanical Room |  |  | 080-BSMNT |  | 1
080-RAF-018 | Return Air Fan 18, 1st - 2nd Floor Offices |  |  | 080-00225.00 |  | 1
| Buffalo |  | 65S13395
080-RAF-01A | Return Air Fan 1A, Raquet Ball and Squash Courts, North |  |  | 080-00201.00 |  | 1
Buffalo
080-RAF-02A | Return Air Fan 2A, Raquet Ball and Squash Courts, South |  |  | 080-00225.00 |  | 1
| Buffalo |  | 65S13391
082-RAF-001 | Return Air Fan 1 |  |  | 082-00502.00 |  | 1
| Greenheck |  | QE1-44-1-250-x | 02C14298
082-RAF-002 | Return Air Fan 2 |  |  | 082-00502.00 |  | 1
Greenheck
090-AHU-001-RF | Office Wing Air Handling Unit 1 Return Fan |  |  | 090-04116.00 |  | 1
McQuay
090-AHU-002-RF | Office Wing Air Handling Unit 2 Return Fan |  |  | 090-04116.00 |  | 1
McQuay
090-AHU-003-RF | Office Wing Air Handling Unit 3 Return Fan |  |  | 090-04116.00 |  | 1
McQuay
090-RAF-541 | EDC Return Fan System #1 (serves 3rd flr Cleanroom) |  |  | 090-04501.00 |  | 1
| Buffalo |  | BB270PFSWXXXDNFSCJ | 080026-02
090-RAF-542 | EDC Return Fan System #2 (serves 3rd flr Cleanroom) |  |  | 090-04501.00 |  | 1
| Buffalo |  | BB270PFSWXXXDNFSCJ | 080026-03
096-RAF-002 | Return/Supply Air Fan, HVAC-2 |  |  | 096-PENTHOUSE |  | 1
| McQuay |  | 33PS10X05 | 96-2363
| PREFILTERS |  | Replace PRE-filters | 3 | Month | 2016-10-01
096-RAF-002 | Return/Supply Air Fan, HVAC-2 |  |  | 096-PENTHOUSE |  | 1
| McQuay |  | 33PS10X05 | 96-2363
| AHU-ANNUAL |  | PM - Air Handling Unit (ANNUAL) | 1 | Year | 2016-04-01
096-RAF-003 | Return/Supply Air Fan, HVAC-3 |  |  | 096-PENTHOUSE |  | 1
| McQuay |  | 33PS10X07 | 96-2365
| AHU-ANNUAL |  | PM - Air Handling Unit (ANNUAL) | 1 | Year | 2016-04-01
096-RAF-003 | Return/Supply Air Fan, HVAC-3 |  |  | 096-PENTHOUSE |  | 1
| McQuay |  | 33PS10X07 | 96-2365
| PREFILTERS |  | Replace PRE-filters | 3 | Month | 2016-10-01
096-RAF-004 | Return/Supply Air Fan, HVAC-4 |  |  | 096-PENTHOUSE |  | 1
| Racan |  | R2D-95-DS | 700387-001-B713
| AHU-ANNUAL |  | PM - Air Handling Unit (ANNUAL) | 1 | Year | 2016-04-01
096-RAF-004 | Return/Supply Air Fan, HVAC-4 |  |  | 096-PENTHOUSE |  | 1
| Racan |  | R2D-95-DS | 700387-001-B713
| PREFILTERS |  | Replace PRE-filters | 3 | Month | 2016-10-01
096-RAF-005 | Return/Supply Air Fan, HVAC-5 |  |  | 096-PENTHOUSE |  | 1
| McQuay |  | 33PS08X04 | 96-2367
| AHU-ANNUAL |  | PM - Air Handling Unit (ANNUAL) | 1 | Year | 2016-04-01
096-RAF-005 | Return/Supply Air Fan, HVAC-5 |  |  | 096-PENTHOUSE |  | 1
| McQuay |  | 33PS08X04 | 96-2367
| PREFILTERS |  | Replace PRE-filters | 3 | Month | 2016-10-01
096-RAF-006 | Return/Supply Air Fan, HVAC-6 |  |  | 096-PENTHOUSE |  | 1
| McQuay |  | 33PS108X07 | 96-2366
| AHU-ANNUAL |  | PM - Air Handling Unit (ANNUAL) | 1 | Year | 2016-04-01
096-RAF-006 | Return/Supply Air Fan, HVAC-6 |  |  | 096-PENTHOUSE |  | 1
| McQuay |  | 33PS108X07 | 96-2366
| PREFILTERS |  | Replace PRE-filters | 3 | Month | 2016-10-01
096-RAF-007 | Return/Supply Air Fan, HVAC-7 |  |  | 096-PENTHOUSE |  | 1
| McQuay |  | 33PS10X04 | 96-2362
| AHU-ANNUAL |  | PM - Air Handling Unit (ANNUAL) | 1 | Year | 2016-04-01
096-RAF-007 | Return/Supply Air Fan, HVAC-7 |  |  | 096-PENTHOUSE |  | 1
| McQuay |  | 33PS10X04 | 96-2362
| PREFILTERS |  | Replace PRE-filters | 3 | Month | 2016-10-01
096-RAF-008 | Return/Supply Air Fan, HVAC-8 |  |  | 096-PENTHOUSE |  | 1
| McQuay |  | 33PS10X05 | 96-2368
| AHU-ANNUAL |  | PM - Air Handling Unit (ANNUAL) | 1 | Year | 2016-04-01
096-RAF-008 | Return/Supply Air Fan, HVAC-8 |  |  | 096-PENTHOUSE |  | 1
| McQuay |  | 33PS10X05 | 96-2368
| PREFILTERS |  | Replace PRE-filters | 3 | Month | 2016-10-01
096-RAF-009 | Return/Supply Air Fan, HVAC-9 |  |  | 096-PENTHOUSE |  | 1
| McQuay |  | 33PS10X05 | 96-2364
| AHU-ANNUAL |  | PM - Air Handling Unit (ANNUAL) | 1 | Year | 2016-04-01
096-RAF-009 | Return/Supply Air Fan, HVAC-9 |  |  | 096-PENTHOUSE |  | 1
| McQuay |  | 33PS10X05 | 96-2364
| PREFILTERS |  | Replace PRE-filters | 3 | Month | 2016-10-01
096-RAF-010 | Return/Supply Air Fan, HVAC-10 |  |  | 096-PENTHOUSE |  | 1
| McQuay |  | 33PS06X03 | 96-2370
| AHU-ANNUAL |  | PM - Air Handling Unit (ANNUAL) | 1 | Year | 2016-04-01
096-RAF-010 | Return/Supply Air Fan, HVAC-10 |  |  | 096-PENTHOUSE |  | 1
| McQuay |  | 33PS06X03 | 96-2370
| PREFILTERS |  | Replace PRE-filters | 3 | Month | 2016-10-01
155-RAF-001 | Return Air Fan 1 |  |  | 155-00601.00 |  | 1
American Standard
155-RAF-002 | Return Air Fan 2 |  |  | 155-00601.00 |  | 1
American Standard
155-RAF-003 | Return Air Fan 3 |  |  | 155-00601.00 |  | 1
American Standard
155-RAF-004 | Return Air Fan 4 |  |  | 155-00601.00 |  | 1
155-RAF-005 | Return Air Fan 5 |  |  | 155-00097.00 |  | 1
| American Standard |  | (Order No. 2-67653-1) | 2876531
156-RAF-001 | Return Air Fan |  |  | 156-BASEMENT |  | 1
| Loren Cook |  | 245-SOIB | 017 S34485300 0693 0003
193-RAF-001 | Return Air Fan 1 |  |  | 193-00330.00 |  | 1
193-RAF-002 | Return Air Fan 2 |  |  | 193-00121.00 |  | 1
474-RAF-001 | Return Air Fan |  |  | 474-PENTHOUSE |  | 1
HK Porter
474-RAF-413 | RETURN AIR FAN |  |  | 474-PENTHOUSE |  | 1
HK Porter
603-RAF-001 | Return Air Fan 1 |  |  | 603-00130.00 |  | 1
| YORK |  | AP 660 | CEJM 04991D
603-RAF-002 | Return Air Fan 2 |  |  | 603-00130.00 |  | 1
| YORK |  | AP 800 | CEJM 04993D
603-RAF-003 | Return Air Fan 3 |  |  | 603-00130.00 |  | 1
| YORK |  | AP 150 | CEJM 04995D
603-RAF-004* | Return Air Fan 4 |  |  |  |  | 1
| YORK |  | AP 1000 | CLJM 01175D
603-RAF-005 | Return Air Fan 5 |  |  |  |  | 1
| YORK |  | AP 800 | CEJM 05091D
611-RAF-001 | Return Air Fan 1 |  |  | 611-PENTHOUSE |  | 1
| Westinghouse |  | Size 8049 | Style DTY-5947-5
611-RAF-002 | Return Air Fan 2 |  |  | 611-PENTHOUSE |  | 1
| Westinghouse |  | Size 8049 | Style DTY-5947-6
611-RAF-003** | Return Air Fan 3 |  |  |  |  | 1
612-RAF-001 | Return Air Fan 1 |  |  | 612-03320.00 |  | 1
no plate
| W847301 |  | PM - Fan, Centrifugal: Supply/Return/Exhaust Fan | 6 | Month | 2016-07-01
612-RAF-002 | Return Air Fan 2 |  |  | 612-PH |  | 1
| Bayley |  | Size 330
| W847301 |  | PM - Fan, Centrifugal: Supply/Return/Exhaust Fan | 6 | Month | 2016-07-01
612-RAF-003 | Return Air Fan 3 |  |  | 612-PH |  | 1
| Bayley |  | Size 330
| W847301 |  | PM - Fan, Centrifugal: Supply/Return/Exhaust Fan | 6 | Month | 2016-07-01
612-RAF-004 | Return Air Fan 4 |  |  | 612-PH |  | 1
| Bayley |  | Size 330
| W847301 |  | PM - Fan, Centrifugal: Supply/Return/Exhaust Fan | 6 | Month | 2016-07-01
612-RAF-005 | Return Air Fan 5 |  |  | 612-PH |  | 1
| Bayley |  | Size 330
| W847301 |  | PM - Fan, Centrifugal: Supply/Return/Exhaust Fan | 6 | Month | 2016-07-01
612-RAF-006 | Return Air Fan 6 |  |  | 612-PH |  | 1
| Buffalo |  | Size 660 | 68K-6228
| W847301 |  | PM - Fan, Centrifugal: Supply/Return/Exhaust Fan | 6 | Month | 2016-07-01
612-RAF-008 | Return Air Fan 8 |  |  | 612-PH |  | 1
| Buffalo |  | Size 980 | 68K-6229
| W847301 |  | PM - Fan, Centrifugal: Supply/Return/Exhaust Fan | 6 | Month | 2016-07-01
Total | [5 empty] | 122
Reverse Osmosis System
003-ROS-001 | Rm 342 Cleanroom RO System (for humidification) |  |  | 003-00342.00 |  | 1
| Seimens.. |  | Pure Lab Prima RO System
005-ROS-001 | Central Reverse Osmosis/Deionized (RO/DI) Water System - 4th Flr |  |  |  |  | 1
| Seimens.. |  | Site # 0012068570
006-ROS-001 | Central Reverse Osmosis/Deionized (RO/DI) Water System RM 18 |  |  | 006-00018.00 |  | 1
| Seimens.. |  | Site # 0012050107
007-ROS-001 | Central Reverse Osmosis/Deionized (RO/DI) Water System |  |  | 007-PENTHOUSE |  | 1
| Seimens.. |  | Site # 0012061900
090-ROS-001 | Central Reverse Osmosis/Deionized (RO/DI) Water System |  |  | 090-E PH |  | 1
| Seimens.. |  | Site # 0012072678
603-ROS-001 | Reverse Osmosis System |  |  | 603-06000.00 |  | 1
|  |  | ROSLV2160 | 164573
| W852101 |  | PM - Reverse Osmosis Water Softener System | 3 | Month | 2016-08-28
611-ROS-001 | Reverse Osmosis/Deionized (RO/DI) Water System Rm. 14 |  |  | 611-00014.00 |  | 1
| Seimens.. |  | Site # 0012036664
611-ROS-002 | Reverse Osmosis/Deionized (RO/DI) Water System Rm. 275 |  |  | 611-00275.00 |  | 1
| Seimens.. |  | Site # 0012074073
611-ROS-003 | Reverse Osmosis/Deionized (RO/DI) Water System Rm. 363 |  |  |  |  | 1
| Seimens.. |  | Site # 0012057382
612-ROS-001 | Reverse Osmosis/Deionized (RO/DI) Water System |  |  | 612-PH |  | 1
| Seimens.. |  | Site # 0012064865
629-EOS-001 | Ethylene Oxide Sterilizer |  |  | 629-00305.00 |  | 0
| PREFILTERS |  | Replace PRE-filters | 6 | Month | 2016-06-01
629-ROS-001 | Reverse Osmosis System 1 |  |  |  |  | 0
| US Filter |  | Site # 0012075009
| W852101 |  | PM - Reverse Osmosis Water Softener System | 3 | Month | 2016-09-01
637-RO/DI-001 | Central Reverse Osmosis/Deionized (RO/DI) Water System - Penthous |  |  | 637-6FL MECH |  | 1
| Seimens.. |  | Site # 0012044097
Total | [5 empty] | 13
Roof Sump
001-ROOF-Z2A3 | Roof Sumps - Zone 2 Area 3 |  |  | 001-ROOFS |  | 0
| W990020 |  | PM - Roof Sumps - Zone 2, Area 3 | 6 | Month | 2016-09-19
016-ROOF-Z2A3* | Roof Sumps - Zone 2 Area 3 |  |  | 016-Roof |  | 0
| W990020 |  | PM - Roof Sumps - Zone 2, Area 3 | 6 | Month | 2016-09-19
022-ROOF-Z2A3* | Roof Sumps - Zone 2 Area 3 |  |  | 022-ROOF |  | 0
| W990020 |  | PM - Roof Sumps - Zone 2, Area 3 | 6 | Month | 2016-09-19
023-ROOF-Z2A3* | Roof Sumps - Zone 2 Area 3 |  |  | 023-ROOF |  | 0
| W990020 |  | PM - Roof Sumps - Zone 2, Area 3 | 6 | Month | 2016-09-19
025-ROOF-Z2A3** | Roof Sumps - Zone 2 Area 3 |  |  | 025-ROOF |  | 0
| W990020 |  | PM - Roof Sumps - Zone 2, Area 3 | 6 | Month | 2016-09-19
026-ROOF-Z2A3* | Roof Sumps - Zone 2 Area 3 |  |  | 026-ROOF |  | 0
| W990020 |  | PM - Roof Sumps - Zone 2, Area 3 | 6 | Month | 2016-09-19
027-ROOF-Z2A3* | Roof Sumps - Zone 2 Area 3 |  |  | 027-ROOF |  | 0
| W990020 |  | PM - Roof Sumps - Zone 2, Area 3 | 6 | Month | 2016-09-19
036-ROOF-Z2A3 | Roof Sumps - Zone 2 Area 3 |  |  | 036-ROOF |  | 0
| W990020 |  | PM - Roof Sumps - Zone 2, Area 3 | 6 | Month | 2016-09-19
038-ROOF-Z2A3* | Roof Sumps - Zone 2 Area 3 |  |  | 038-ROOF |  | 0
| W990020 |  | PM - Roof Sumps - Zone 2, Area 3 | 6 | Month | 2016-09-19
039-ROOF-Z2A3* | Roof Sumps - Zone 2 Area 3 |  |  | 039-ROOF |  | 0
| W990020 |  | PM - Roof Sumps - Zone 2, Area 3 | 6 | Month | 2016-09-19
040-ROOF-Z2A3* | Roof Sumps - Zone 2 Area 3 |  |  | 040-ROOF |  | 0
| W990020 |  | PM - Roof Sumps - Zone 2, Area 3 | 6 | Month | 2016-09-19
042-ROOF-Z2A3* | Roof Sumps - Zone 2 Area 3 |  |  | 042-ROOF |  | 0
| W990020 |  | PM - Roof Sumps - Zone 2, Area 3 | 6 | Month | 2016-09-19
043-ROOF-Z2A3* | Roof Sumps - Zone 2 Area 3 |  |  | 043-ROOF |  | 0
| W990020 |  | PM - Roof Sumps - Zone 2, Area 3 | 6 | Month | 2016-09-19
070-ROOF-Z2A3* | Roof Sumps - Zone 2 Area 3 |  |  | 070-ROOF |  | 0
| W990020 |  | PM - Roof Sumps - Zone 2, Area 3 | 6 | Month | 2016-09-19
071-ROOF-Z2A3* | Roof Sumps - Zone 2 Area 3 |  |  | 071-ROOF |  | 0
| W990020 |  | PM - Roof Sumps - Zone 2, Area 3 | 6 | Month | 2016-09-19
096-ROOF-Z2A3* | Roof Sumps - Zone 2 Area 3 |  |  | 096-ROOF |  | 0
| W990020 |  | PM - Roof Sumps - Zone 2, Area 3 | 6 | Month | 2016-09-19
189-ROOF-Z2A3* | Roof Sumps - Zone 2 Area 3 |  |  | 189-ROOF |  | 0
| W990020 |  | PM - Roof Sumps - Zone 2, Area 3 | 6 | Month | 2016-09-19
499-ROOF-Z2A3* | Roof Sumps - Zone 2 Area 3 |  |  | 499-ROOF |  | 0
| W990020 |  | PM - Roof Sumps - Zone 2, Area 3 | 6 | Month | 2016-09-19
504-ROOF-Z2A3 | Roof Sumps - Zone 2 Area 3 |  |  | 504-ROOF |  | 0
| W990020 |  | PM - Roof Sumps - Zone 2, Area 3 | 6 | Month | 2016-09-19
Total | [5 empty] | 19
Secondary Heating
048-SEC-HH1 | Cohn Building Secondary Heating System - Radiant |  |  |  |  | 0
048-SEC-HH2 | Cohn Building Secondary Heating System - Reheat |  |  |  |  | 0
Total | [5 empty] | 2
Side Stream Filters
001-SSF-001 | Chilled Water System Side Stream Filters |  |  | 001-SUB D |  | 0
Harmsco
| W990028 |  | PM - Harmsco Side Stream Filter | 4 | Month | 2016-08-01
001-SSF-002 | Heating Hot Water System Side Stream Filters |  |  | 001-SUB B |  | 0
Harmsco
| W990028 |  | PM - Harmsco Side Stream Filter | 4 | Month | 2016-08-01
022-SSF-001 | Harmsco Side Stream Filters |  |  | 022-BSMNT 16 |  | 0
026-SSF-001 | Side Stream Filters |  |  | 026-00016.00 |  | 0
Harmsco
| W990028 |  | PM - Harmsco Side Stream Filter | 4 | Month | 2016-07-01
036-SSF-001 | Side Stream Filters |  |  | 036-00022.00 |  | 0
Harmsco
| W990028 |  | PM - Harmsco Side Stream Filter | 4 | Month | 2016-07-01
046-SSF-001 | Heating Hot Water Sys Side Stream Filters (Law Lib/Classrm Bldg) |  |  | 046-00410.00 |  | 0
| Harmsco |  | H F 7 | 17197
| W990028 |  | PM - Harmsco Side Stream Filter | 3 | Month | 2016-08-01
046-SSF-002 | Heating Hot Water System Side Stream Filters (Law School Bldg) |  |  | 046-00410.00 |  | 0
| Harmsco |  | H F 7 | 17196
| W990028 |  | PM - Harmsco Side Stream Filter | 3 | Month | 2016-08-01
046-SSF-003 | Chilled Water System Side Stream Filters |  |  | 046-00410.00 |  | 0
| Harmsco |  | H F 7 | 17166
| W990028 |  | PM - Harmsco Side Stream Filter | 3 | Month | 2016-08-01
048-SSF-001 | Reheat System Harmsco Side Stream Filters |  |  | 048-00018.00 |  | 0
| Harmsco |  | HF7 | 17161
| W990028 |  | PM - Harmsco Side Stream Filter | 3 | Month | 2016-08-01
048-SSF-002 | Radiant System Harmsco Side Stream Filters |  |  | 048-00018.00 |  | 0
| Harmsco |  | HF7 | 17171
| W990028 |  | PM - Harmsco Side Stream Filter | 3 | Month | 2016-08-01
090-SSF-541 | EDC Side Stream Filters (Lakos) |  |  | 090-04505.00 |  | 0
TBI-0280-SRV
| W990028 |  | PM - Harmsco Side Stream Filter | 3 | Month | 2016-09-19
637-SSF-001 | Side Stream Filters, 3rd Floor Mechanical |  |  | 637-3FL MECH |  | 0
Harmsco
992-SSF-001A | Side Stream Filters, 1st Floor |  |  | 992-1ST FLOOR |  | 0
992-SSF-001B | Side Stream Filters, 1st Floor |  |  | 992-1ST FLOOR |  | 0
992-SSF-002A | Side Stream Filters, 2nd Floor |  |  | 992-2ND FLOOR |  | 0
992-SSF-002B | Side Stream Filters, 2nd Floor |  |  | 992-2ND FLOOR |  | 0
992-SSF-003A | Side Stream Filters, 3rd Floor |  |  | 992-3RD FLOOR |  | 0
992-SSF-003B | Side Stream Filters, 3rd Floor |  |  | 992-3RD FLOOR |  | 0
Total | [5 empty] | 18
Smoke Detector
511-SD-001 | SMOKE DETECTOR |  |  |  |  | 0
511-SD-002 | SMOKE DETECTOR |  |  | 511-00002.00 |  | 0
511-SD-003 | SMOKE DETECTOR |  |  | 511-00003.00 |  | 0
511-SD-004 | SMOKE DETECTOR |  |  | 511-00004.00 |  | 0
511-SD-005 | SMOKE DETECTOR |  |  |  |  | 0
511-SD-006 | SMOKE DETECTOR |  |  | 511-00006.00 |  | 0
511-SD-007 | SMOKE DETECTOR |  |  | 511-00007.00 |  | 0
511-SD-201 | SMOKE DETECTOR |  |  |  |  | 0
511-SD-202 | SMOKE DETECTOR |  |  | 511-00202.00 |  | 0
511-SD-203 | SMKE DETECTOR |  |  | 511-00203.00 |  | 0
511-SD-204 | SMOKE DETECTOR |  |  |  |  | 0
511-SD-205 | SMOKE DETECTOR |  |  | 511-00205.00 |  | 0
511-SD-206 | SMOKE DETECTOR |  |  | 511-00206.00 |  | 0
Total | [5 empty] | 13
Soild Waste Pump
140-SWP-001 | Gorman Rupp Waste Pump |  |  | 140-00051.00 |  | 1
| Gorman Rupp |  | T3A3-B | 725650
| W840501 |  | PM - Sewage Lift Pump | 1 | Year | 2016-08-08
140-SWP-002 | Marlow Waste Pump 2 |  |  | 140-00051.00 |  | 1
| Marlow |  | 798101 | 737400
| W840501 |  | PM - Sewage Lift Pump | 1 | Year | 2016-08-08
141-SWP-003 | SOLID WASTE PUMP 3 |  |  | 141-STEAM RM |  | 1
| Chicago |  | 89112-1
150-SWP-001 | Sump Pump 1 |  |  | 150-00010.00 |  | 1
| Weil Pump Co. |  |  | 201-390
150-SWP-002 | Sump Pump 2 |  |  | 150-00010.00 |  | 1
Weil Pump Co.
609-SWP-001 | Soild Waste Pump |  |  | 609-B60 |  | 1
| Crown Pump |  |  | 3C03D-0007B-001
| W840501 |  | PM - Sewage Lift Pump | 1 | Year | 2016-03-27
609-SWP-002 | Soild Waste Pump |  |  | 609-B60 |  | 1
| Crown Pump |  | PO3LB | T1140571
| W840501 |  | PM - Sewage Lift Pump | 1 | Year | 2016-03-27
Total | [5 empty] | 7
Steam Reducing Station
007-SRS-001 | Steam Reducing Station (SB47) |  |  | 007-SB47 |  | 1
007-SRS-002 | Steam Reducing Station (Ceiling Above Elevator) |  |  | 007-SB47 |  | 1
007-SRS-003 | Steam Reducing Station (Penthouse) |  |  | 007-PENTHOUSE |  | 1
016-SRS-001 | Steam Reducing Station, 15 |  |  | 016-00015.00 |  | 1
016-SRS-002 | Steam Reducing Station, B24 |  |  | 016-00024.00 |  | 1
022-SRS-001 | Steam Reducing Station |  |  | 022-BSMNT 16 |  | 1
038-SRS-001 | Steam Reducing Station |  |  | 038-00010.00 |  | 1
041-SRS-001 | Steam Pressure Reducing Station |  |  | 041-BASEMENT |  | 1
046-SRS-001 | Steam Reducing Station |  |  | 046-00410.00 |  | 1
| WPM0000 |  | PM - Unspecified | 1 | Year | 2016-08-01
080-SRS-001 | Steam Reducing Station |  |  | 080-BSMNT |  | 1
096-SRS-001 | Steam Reducing Station |  |  | 096-00530.00 |  | 1
134-SRS-001 | Steam Reducing Station |  |  | 134-PENTHOUSE |  | 1
136-SRS-001 | Steam Reducing Station |  |  | 136-00010.00 |  | 1
141-SRS-001 | STEAM REDUCING STATION |  |  | 141-STEAM RM |  | 1
150-SRS-001 | Steam Reducing Station |  |  | 150-00200.00 |  | 1
155-SRS-001 | Steam Reducing Station (Main Steam Supply) |  |  | 155-BSMNT 1 |  | 1
| WPM0000 |  | PM - Unspecified | 1 | Year | 2016-07-01
155-SRS-002 | Steam Reducing Station (Coils) |  |  | 155-00601.00 |  | 1
| WPM0000 |  | PM - Unspecified | 1 | Year | 2016-07-01
169-SRS-001 | STEAM REDUCING STATION |  |  | 169-00330.00 |  | 1
474-SRS-001 | Steam Reducing Station |  |  | 474-00057.00 |  | 1
| GBLDG |  | PM - General Building Work | 6 | Month | 2010-05-07
510-SRS-001 | Steam Reducing Station |  |  | 510-00001.00 |  | 1
603-SRS-001* | Steam Reducing Station 1 |  |  |  |  | 1
| WPM0000 |  | PM - Unspecified | 6 | Month | 2016-09-01
608-SRS-001 | Steam Reducing Station |  |  | 608-00069.00 |  | 1
612-SRS-001 | Steam Reducing Station |  |  | 612-PH |  | 1
| Spencer |  | 61681 Spence 125
620-SRS-001 | Steam Reducing Station |  |  | 620-STEAM RM |  | 1
637-SRS-001 | Steam Reducing Station, Animal Facility |  |  | 637-GARAGE |  | 1
637-SRS-002 | Steam Reducing Station, 4th Floor AHU, 6th Floor Labs |  |  | 637-GARAGE |  | 1
637-SRS-003 | Steam Reducing Station, DHW and HHW Basement Exchanger |  |  | 637-GARAGE |  | 1
Total | [5 empty] | 27
Steam Still
007-WSS-001 | Steam Still Water Unit |  |  | 007-PENTHOUSE |  | 0
|  |  | TD-50 STILL | N33627
Total | [5 empty] | 1
Storage Tank
078-TANK-001 | Domestic Hot Water Storage Tank |  |  |  |  | 0
080-TANK-003 | Domestic Hot Water Storage Tank |  |  | 080-BSMNT |  | 0
136-TANK-002 | Heating Hot Water Storage Tank |  |  | 136-00010.00 |  | 0
181-TANK-001 | Hot Water Storage Tank |  |  | 181-BASEMENT |  | 0
| AO Smith |  | TJV120M | MG920238398830
629-ST-002 | STORAGE TANK, 3RD FLOOR AREA 1 |  |  |  |  | 0
1537-OC
637-TANK-001 | Storage Tank |  |  | 637-6FL MECH |  | 0
Total | [5 empty] | 6
Sump Pump
001-SP-018A | Sump Pump P-18A |  |  | 001-00021.00 |  | 1
| Weil Pump Co. |  | 1200 | 1200J430.140
| W840251 |  | PM - Sump Pump | 6 | Month | 2016-08-01
001-SP-018B | Sump Pump P-18B |  |  | 001-00021.00 |  | 1
| Weil Pump Co. |  | 1200 | 1200J430.140
| W840251 |  | PM - Sump Pump | 6 | Month | 2016-08-01
001-SP-019A | Sump Pump P-19A |  |  | 001-00021.00 |  | 1
| Lesson |  | 2101 | 2101J430.141
| W840251 |  | PM - Sump Pump | 6 | Month | 2016-08-01
001-SP-019B | Sump Pump P-19B |  |  | 001-00021.00 |  | 1
| Lesson |  | 2101 | 2101J430.141
| W840251 |  | PM - Sump Pump | 6 | Month | 2016-08-01
001-SP-020A | Sump Pump P-20A |  |  | 001-SUB B |  | 1
| Weil Pump Co. |  | 2101 | 2101J430.139
| W840251 |  | PM - Sump Pump | 6 | Month | 2016-08-01
001-SP-020B | Sump Pump P-20B |  |  | 001-SUB B |  | 1
| Weil Pump Co. |  | 2101 | 2101J430.139
| W840251 |  | PM - Sump Pump | 6 | Month | 2016-08-01
001-SP-0224.8 | Sump Pump, Under Sink (0224.8 Geology Department) |  |  | 001-00224.00 |  | 1
001-SP-0307 | Sump Pump, Under Sink (0307 Geology Department) |  |  | 001-00307.00 |  | 1
001-SP-0318 | Sump Pump, Under Sink (0318 Geology Department) |  |  | 001-00318.00 |  | 1
005-SUP-002 | Sump Pump 2, Floor Drains |  |  | 005-00028.00 |  | 1
| W840151 |  | PM - Centrifugal Pump, over 1 H.P. | 1 | Year | 2016-05-01
005-SUP-003 | Sump Pump 3, Plenum Floor Drains |  |  | 005-00028.00 |  | 1
| W840151 |  | PM - Centrifugal Pump, over 1 H.P. | 1 | Year | 2016-05-01
005-SUP-004 | Sump Pump 4, Floor Drains |  |  | 005-00002.00 |  | 1
| W840151 |  | PM - Centrifugal Pump, over 1 H.P. | 1 | Year | 2016-05-01
005-SUP-005 | Sump Pump 5, Floor Drains |  |  | 005-00002.00 |  | 1
| W840151 |  | PM - Centrifugal Pump, over 1 H.P. | 1 | Year | 2016-05-01
006-SUP-001 | Sump Pump 1, Acid Waste |  |  | 006-00004.00 |  | 1
| W840151 |  | PM - Centrifugal Pump, over 1 H.P. | 1 | Year | 2016-04-01
006-SUP-002 | Sump Pump 2, Acid Waste |  |  | 006-00004.00 |  | 1
| W840151 |  | PM - Centrifugal Pump, over 1 H.P. | 1 | Year | 2016-04-01
006-SUP-003 | Sump Pump 3, Sanitary |  |  | 006-00004.00 |  | 1
| W840151 |  | PM - Centrifugal Pump, over 1 H.P. | 1 | Year | 2016-04-01
006-SUP-004 | Sump Pump 4, Sanitary |  |  | 006-00004.00 |  | 1
| W840151 |  | PM - Centrifugal Pump, over 1 H.P. | 1 | Year | 2016-04-01
006-SUP-005 | Sump Pump 5, Drains, Storm, Condensate |  |  | 006-00004.00 |  | 1
| W840151 |  | PM - Centrifugal Pump, over 1 H.P. | 1 | Year | 2016-04-01
006-SUP-006 | Sump Pump 6, Drains, Storm, Condensate |  |  | 006-00004.00 |  | 1
| W840151 |  | PM - Centrifugal Pump, over 1 H.P. | 1 | Year | 2016-04-01
007-SUP-001 | Sanitary Sump Pump 1 |  |  | 007-SB47 |  | 1
| Gorman Rupp |  | T3A60B
007-SUP-002 | Sanitary Sump Pump 2 |  |  | 007-SB47 |  | 1
| Gorman Rupp |  | T3A60B | 1086221
| W840151 |  | PM - Centrifugal Pump, over 1 H.P. | 1 | Year | 2015-11-01
016-SP-001 | Sump Pump 1 (Room B24) |  |  | 016-00024.00 |  | 1
| Gorman Rupp |  | 1067925 | 160700-1
| W840251 |  | PM - Sump Pump | 6 | Month | 2016-09-01
016-SP-002 | Sump Pump 2 (Room B24) |  |  | 016-00024.00 |  | 1
| Gorman Rupp |  | 1067924 | 160700-2
| W840251 |  | PM - Sump Pump | 6 | Month | 2016-09-01
016-SP-003 | Sump Pump 1 (Room 15) |  |  | 016-00015.00 |  | 1
Gorman Rupp
| W840251 |  | PM - Sump Pump | 6 | Month | 2016-06-01
016-SP-004 | Sump Pump 2 (Room 15) |  |  | 016-00015.00 |  | 1
Gorman Rupp
| W840251 |  | PM - Sump Pump | 6 | Month | 2016-06-01
023-SP-001 | Sump Pump 1 |  |  | 023-00050.00 |  | 1
| Gorman Rupp |  | T4A60-B | 1050177
| W840251 |  | PM - Sump Pump | 6 | Month | 2016-06-01
023-SP-002 | Sump Pump 2 |  |  | 023-00050.00 |  | 1
| Gorman Rupp |  | T4A60-B
| W840251 |  | PM - Sump Pump | 6 | Month | 2016-06-01
025-SP-001 | Sump Pump (Storm Drainage) |  |  | 025-LOWER LEV |  | 1
Hydromatic
025-SP-002** | Sump Pump (Pool Drainage) |  |  | 025-LOWER LEV |  | 1
Hydromatic
025-SP-003 | Sump Pump (Sewage Ejector SEP-1) |  |  | 025-LOWER LEV |  | 1
Hydromatic
026-SP-001 | Sump Pump 1 |  |  | 026-00016.00 |  | 1
| Hydromatic |  | 30MPD200M3/4-6 | P93049
| W840251 |  | PM - Sump Pump | 6 | Month | 2016-09-19
026-SP-002 | Sump Pump 2 |  |  | 026-00016.00 |  | 1
| Hydromatic |  | 30MPD200M3/4-6 | P93048
| W840251 |  | PM - Sump Pump | 6 | Month | 2016-09-19
026-SP-003 | Boiler Room Sump Pump |  |  | 026-00060.00
|  |  | Weil Series 1600 | 2A-160114-3/4
027-SP-001 | Sump Pump (w/ Pump Primer Tank) |  |  | 027-00011.00 |  | 1
| Gorman Rupp |  | T4A60-B | 1044329
| W840251 |  | PM - Sump Pump | 6 | Month | 2016-08-01
027-SP-002 | Sewage Sump Pump 1 (w/ Sewage Tank) |  |  | 027-00011.00 |  | 1
| Gorman Rupp |  | T3A60-B | 1064345
| W840251 |  | PM - Sump Pump | 6 | Month | 2016-08-01
027-SP-003 | Sewage Sump Pump 2 (w/ Sewage Tank) |  |  | 027-00011.00 |  | 1
| Gorman Rupp |  | T3A60S-B/F | 1293213
| W840251 |  | PM - Sump Pump | 6 | Month | 2016-08-01
027-SP-004 | Sump Pump (w/ Pump Primer Tank) |  |  | 027-00011.00 |  | 1
Gorman Rupp
| W840251 |  | PM - Sump Pump | 6 | Month | 2016-08-01
034-SP-001 | Sump Pump #1 |  |  | 034-LOWER LEV |  | 1
| W840251 |  | PM - Sump Pump | 6 | Month | 2016-07-01
034-SP-002 | Sump Pump #2 |  |  | 034-LOWER LEV |  | 1
| W840251 |  | PM - Sump Pump | 6 | Month | 2016-07-01
034-SP-003 | Sump Pump #3 (Janitor's closet) |  |  | 034-LOW LEV |  | 1
| Deming Division |  |  | T36579
| W840251 |  | PM - Sump Pump | 6 | Month | 2016-07-01
034-SP-004 | Sump Pump #4 (Janitor's closet) |  |  | 034-LOW LEV |  | 1
| Deming Division |  | 3C01E-A*080D-Z01 | DA00422
| W840251 |  | PM - Sump Pump | 6 | Month | 2016-07-01
036-SP-001 | Sump Pump 1 |  |  | 036-00022.00 |  | 1
| Gorman Rupp |  | T2A60-B
| W840251 |  | PM - Sump Pump | 6 | Month | 2016-08-01
036-SP-002 | Sump Pump 2 |  |  | 036-00022.00 |  | 1
| W840251 |  | PM - Sump Pump | 6 | Month | 2016-08-01
038-SP-001 | Sump Pump 1 |  |  | 038-00010.00 |  | 1
| W840251 |  | PM - Sump Pump | 1 | Year | 2016-04-01
038-SP-002 | Sump Pump 2 |  |  | 038-00010.00 |  | 1
| W840251 |  | PM - Sump Pump | 1 | Year | 2016-04-01
039-SP-001 | Sump Pump 1 |  |  | 039-00025.00 |  | 1
| Aurora |  |  | No. 124854
| W840251 |  | PM - Sump Pump | 1 | Year | 2016-04-01
039-SP-002 | Sump Pump 2 |  |  | 039-00025.00 |  | 1
| Aurora |  |  | No. 124853
| W840251 |  | PM - Sump Pump | 1 | Year | 2016-04-01
039-SP-003 | Sump Pump 3 |  |  | 039-00025.00 |  | 1
| Aurora |  |  | No. 124856
| W840251 |  | PM - Sump Pump | 1 | Year | 2016-04-01
039-SP-004 | Sump Pump 4 |  |  | 039-00025.00 |  | 1
| Aurora |  |  | No. 124855
| W840251 |  | PM - Sump Pump | 1 | Year | 2016-04-01
039-SP-005 | Sump Pump |  |  | 039-00023.00 |  | 1
| Hydromatic |  | 30MP | P7943
| W840251 |  | PM - Sump Pump | 1 | Year | 2016-04-01
039-SP-006 | Sump Pump |  |  | 039-00023.00 |  | 1
| Crown Pump |  | Can't Read Label | Can't Read Label
| W840251 |  | PM - Sump Pump | 1 | Year | 2016-04-01
042-SP-000** | Sump Pump (Old Equipment/Not Used) |  |  | 042-00032.00 |  | 1
Aurora
042-SP-001 | Sump Pump 1 |  |  | 042-00032.00 |  | 1
| Crown Pump |  | P03LA-7-SS-SLV | T746118
| W840251 |  | PM - Sump Pump | 1 | Year | 2016-04-01
042-SP-002 | Sump Pump 2 |  |  | 042-00032.00 |  | 1
| Crown Pump |  | P03L-A-7B | 253841
| W840251 |  | PM - Sump Pump | 1 | Year | 2016-04-01
043-SP-001 | Sump Pump 1 |  |  | 043-00006.00 |  | 1
Weil Pump Co.
| W840251 |  | PM - Sump Pump | 1 | Year | 2016-04-01
043-SP-002 | Sump Pump 2 |  |  | 043-00006.00 |  | 1
Weil Pump Co.
| W840251 |  | PM - Sump Pump | 1 | Year | 2016-04-01
046-SP-010 | Sump Pump P-10 |  |  | 046-00316.00 |  | 1
| Gorman Rupp |  | T3A60S-B/F | 1206236
| W840251 |  | PM - Sump Pump | 1 | Year | 2016-08-01
046-SP-011 | Sump Pump P-11 (On Pedestal) |  |  | 046-00316.00 |  | 1
| Gorman Rupp |  | T3A60S-B/F | 1206237
| W840251 |  | PM - Sump Pump | 1 | Year | 2016-08-01
048-SP-001 | Sump Pump |  |  | 048-0018 PIT |  | 1
| Dayton |  | 3YU75
| W840251 |  | PM - Sump Pump | 1 | Year | 2016-08-01
050-SP-001 | Sump Pump 1 |  |  | 050-00011.00 |  | 1
Weinman
| W840251 |  | PM - Sump Pump | 1 | Year | 2016-04-01
050-SP-002 | Sump Pump 2 |  |  | 050-00011.00 |  | 1
| Crown Pump |  | 2C00E-7*06C-70 | C-12200
| W840251 |  | PM - Sump Pump | 1 | Year | 2016-04-01
050-SP-003 | Sump Pump 3 |  |  | 050-00011.00 |  | 1
| E.C. SCHLEYER PUMP CO. |  | 1.25-Y5-101-4 | AD-824
| W840251 |  | PM - Sump Pump | 1 | Year | 2016-05-01
051-SP-001 | Sump Pump 1 (West Elevator Pit) |  |  | 051-00053.00 |  | 1
| W840251 |  | PM - Sump Pump | 1 | Week | 2016-10-10
051-SP-002 | Sump Pump 2 (West Elevator Pit) |  |  | 051-00053.00 |  | 1
| W840251 |  | PM - Sump Pump | 1 | Week | 2016-10-10
051-SP-003 | Sump Pump 3 (Center Elevator Pit) |  |  | 051-00033.00 |  | 1
| W840251 |  | PM - Sump Pump | 1 | Week | 2016-10-10
051-SP-004 | Sump Pump 4 (Center Elevator Pit) |  |  | 051-00033.00 |  | 1
| W840251 |  | PM - Sump Pump | 1 | Week | 2016-10-10
051-SP-005 | Sump Pump 5 (East Elevator Pit) |  |  | 051-00013.00 |  | 1
| W840251 |  | PM - Sump Pump | 1 | Week | 2016-10-10
051-SP-006 | Sump Pump 6 (East Elevator Pit) |  |  | 051-00013.00 |  | 1
| W840251 |  | PM - Sump Pump | 1 | Week | 2016-10-10
068-SP-001 | SUMP PUMP 1, BASEMENT |  |  |  |  | 1
071-SP-003 | SUMP PUMP, FREIGHT |  |  |  |  | 1
080-SP-001 | Sump Pump 1 |  |  | 080-BSMNT |  | 1
| Gorman Rupp |  | T3A80-5 | 1133926
| W840251 |  | PM - Sump Pump | 6 | Month | 2016-07-01
080-SP-002 | Sump Pump 2 |  |  | 080-BSMNT |  | 1
| Gorman Rupp |  | T3A60-B | 1228380
| W840251 |  | PM - Sump Pump | 6 | Month | 2016-07-01
080-SP-003 | Sump Pump 3 |  |  | 080-00033.10 |  | 1
080-SP-004 | Sump Pump 4 |  |  | 080-00033.10 |  | 1
080-SP-005 | Sump Pump, Transfer Pump |  |  | 080-BSMNT |  | 1
089-SUP-001 | Sanitary Sump Pump 1 |  |  | 089-00154.00 |  | 1
submerged pump
| W840251 |  | PM - Sump Pump | 1 | Year | 2016-08-01
089-SUP-002 | Sanitary Sump Pump 2 |  |  | 089-00154.00 |  | 1
submerged pump
| W840251 |  | PM - Sump Pump | 1 | Year | 2016-08-01
089-SUP-003 | Acid Waste Sump Pump 3 (Vanton Pump) |  |  | 089-00154.00 |  | 1
|  |  | SG-PY3000G | S-15750
| W840251 |  | PM - Sump Pump | 1 | Year | 2016-08-01
089-SUP-004 | Acid Waste Sump Pump 4 (Vanton Pump) |  |  | 089-00154.00 |  | 1
|  |  | SG-PY3000G | S-15749
| W840251 |  | PM - Sump Pump | 1 | Year | 2016-08-01
090-HVU-BSMT | Supply/Exhaust System for Basement (Old Lab Wing) |  |  | 090-00346.00 |  | 1
090-SP-001 | Sump Pump 1 -Mech Rm 331 |  |  | 090-00331.01 |  | 1
125140-683-907
| W840251 |  | PM - Sump Pump | 1 | Year | 2016-08-01
090-SP-002 | Sump Pump 2 |  |  | 090-00346.00 |  | 1
| W840251 |  | PM - Sump Pump | 1 | Year | 2016-08-01
090-SP-002 | Sump Pump 2 |  |  | 090-00346.00 |  | 1
| W840151 |  | PM - Centrifugal Pump, over 1 H.P. | 1 | Year | 2016-07-01
090-SP-003 | Sump Pump 3 |  |  | 090-00346.00 |  | 1
| W840151 |  | PM - Centrifugal Pump, over 1 H.P. | 1 | Year | 2016-07-01
090-SP-003 | Sump Pump 3 |  |  | 090-00346.00 |  | 1
| W840251 |  | PM - Sump Pump | 1 | Year | 2016-08-01
090-SP-004 | Sump Pump 4 |  |  | 090-00331.01 |  | 1
| ASM/Pacer |  | 125140-683-907
| W840151 |  | PM - Centrifugal Pump, over 1 H.P. | 1 | Year | 2015-07-01
090-SP-004 | Sump Pump 4 |  |  | 090-00331.01 |  | 1
| ASM/Pacer |  | 125140-683-907
| W840251 |  | PM - Sump Pump | 1 | Year | 2015-08-01
090-SP-005 | Sump Pump 5 |  |  | 090-00310.00 |  | 1
| W840251 |  | PM - Sump Pump | 1 | Year | 2016-08-01
090-SP-006 | Sump Pump 6 |  |  | 090-00310.00 |  | 1
| W840251 |  | PM - Sump Pump | 1 | Year | 2016-08-01
090-SP-006 | Sump Pump 6 |  |  | 090-00310.00 |  | 1
| W840151 |  | PM - Centrifugal Pump, over 1 H.P. | 1 | Year | 2016-07-01
090-SP-541 | Sanitary Sump Pump 1 (EDC Basement) |  |  | 090-00520.00 |  | 1
| Weil Pump Co. |  | 2428
| W840251 |  | PM - Sump Pump | 1 | Year | 2016-08-01
090-SP-542 | Sanitary Sump Pump 2 (EDC Basement) |  |  | 090-00520.00 |  | 1
| Weil Pump Co. |  | 2428
| W840251 |  | PM - Sump Pump | 1 | Year | 2016-08-01
090-SP-543 | Storm Sump Pump 3 (EDC Basement) |  |  | 090-00520.00 |  | 1
| Weil Pump Co. |  | 2428
| W840251 |  | PM - Sump Pump | 1 | Year | 2016-08-01
090-SP-544 | Storm Sump Pump 4 (EDC Basement) |  |  | 090-00520.00 |  | 1
| Weil Pump Co. |  | 2428
| W840251 |  | PM - Sump Pump | 1 | Year | 2016-08-01
096-SP-001 | Sump Pump |  |  | 096-00530.00 |  | 1
| Hydromatic |  | 30MPD200M 3/4-6 | P07119
| W840251 |  | PM - Sump Pump | 1 | Year | 2016-08-01
096-SP-001 | Sump Pump |  |  | 096-00530.00 |  | 1
| Hydromatic |  | 30MPD200M 3/4-6 | P07119
| W840251 |  | PM - Sump Pump | 1 | Year | 2016-06-06
104-SP-001 | SUMP PUMP 1, 1ST FLOOR MECHANICAL |  |  | 104-1ST FL. |  | 1
136-SP-001 | Sanitary Sump Pump 1 |  |  | 136-00018.00 |  | 1
K-096908-A1
136-SP-002 | Sanitary Sump Pump 2 |  |  | 136-00018.00 |  | 1
K-096908-A2
136-SP-003 | Sump Pump 3 |  |  | 136-00018.00 |  | 1
136-SP-004 | Sump Pump 4 |  |  | 136-00018.00 |  | 1
141-SP-002 | Solid Waste Pump #2 **OUT OF SERVICE** |  |  | 141-STEAM RM |  | 1
| Chicago |  | 89112-1
141-SP-003 | Solid Waste Pump #3 |  |  | 141-STEAM RM |  | 1
| Chicago |  | 89112-1
| W840501 |  | PM - Sewage Lift Pump | 1 | Year | 2016-08-22
155-SP-001 | Sump Pump |  |  | 155-BSMNT 1 |  | 1
| Gorman Rupp |  | 82E52-B (G&R 80 Series) | 1205803
| W840251 |  | PM - Sump Pump | 1 | Year | 2016-07-24
155-SP-002 | Sub Basement Sump Pump #2 |  |  | 155-BSMNT 1
|  |  | 5418A (World Motor) | C09S418M
155-SP-003 | Sub basement Sump Pump #3 |  |  | 155-BSMNT 1
|  |  | S418A (World Motor) | B02A353R100M
474-SP-001 | Sump Pump, Storm |  |  | 474-00057.00 |  | 1
Chicago
| W840251 |  | PM - Sump Pump | 6 | Month | 2010-05-07
509-SP-001 | Sump Pump 1 (Drains and Sanitary) |  |  | 509-00050.00 |  | 1
Crown Pump
| W840251 |  | PM - Sump Pump | 1 | Year | 2016-09-01
509-SP-002 | Sump Pump 2 (Drains and Sanitary) |  |  | 509-00050.00 |  | 1
Crown Pump
| W840251 |  | PM - Sump Pump | 1 | Year | 2016-09-01
510-SP-001 | Sanitary Pump 1 |  |  | 510-00001.00 |  | 1
| Gorman Rupp |  | T3A60-B/F | 1110718
| W840251 |  | PM - Sump Pump | 6 | Month | 2016-09-01
510-SP-002 | Sanitary Pump 2 |  |  | 510-00001.00 |  | 1
| Gorman Rupp |  | T3A60-B/F | 1108435
| W840251 |  | PM - Sump Pump | 6 | Month | 2016-09-01
603-SP-001* | Sump Pump 1 |  |  |  |  | 1
| W840251 |  | PM - Sump Pump | 1 | Year | 2016-06-01
603-SP-002* | Sump Pump 2 |  |  |  |  | 1
| W840251 |  | PM - Sump Pump | 1 | Year | 2016-06-01
609-SP-001 | Sump Pump |  |  | 609-B60 |  | 1
| Chicago |  | LB-4 | 71-10778-2-A
| W840251 |  | PM - Sump Pump | 1 | Year | 2016-04-01
609-SP-002 | Sump Pump |  |  | 609-B60 |  | 1
| Chicago |  | LB-4 | 71-10778-2-B
| W840251 |  | PM - Sump Pump | 1 | Year | 2016-04-01
612-SP-001 | Solid Waste Pump 1 |  |  | 612-00100.00 |  | 1
| Gorman Rupp |  | T4A3 B | 439206N
| W840151 |  | PM - Centrifugal Pump, over 1 H.P. | 1 | Year | 2016-06-01
612-SP-002 | Solid Waste Pump 2 |  |  | 612-00100.00 |  | 1
| Gorman Rupp |  | T4A3 B | 439205
| W840151 |  | PM - Centrifugal Pump, over 1 H.P. | 1 | Year | 2016-06-01
612-SP-003 | Solid Waste Pump 3 |  |  | 612-00100.00 |  | 1
| Gorman Rupp |  | T6A3 B | 420219N
| W840151 |  | PM - Centrifugal Pump, over 1 H.P. | 1 | Year | 2016-06-01
629-SP-001 | Sump Pump 1 |  |  | 629-00257.00 |  | 1
| W840251 |  | PM - Sump Pump | 1 | Year | 2016-07-01
629-SP-002 | SUMP PUMP |  |  | 629-BSMNT & F |  | 1
637-SUP-001 | SUMP PUMP, 3RD FLOOR |  |  | 637-SEC#2105 |  | 1
| Bell & Gossett |  | J56CY
637-SUP-002 | SUMP PUMP, 3RD FLOOR |  |  | 637-SEC#2105 |  | 1
| Bell & Gossett |  | J56CY
992-SP-001 | Sump Pump 1 |  |  | 992-GROUND |  | 1
| Chicago |  |  | 63G28745
992-SP-002 | Sump Pump 2 |  |  | 992-GROUND |  | 1
| Chicago |  |  | G-3-G28708
Total | [5 empty] | 124
Supply Air Fan
007-SAF-001 | Supply Fan, SF1, South End |  |  | 007-SB47 |  | 1
007-SAF-003 | SEL Supply Fan, SF3, Basement - 4th Floor |  |  | 007-SB47 |  | 1
007-SAF-004 | SEL Supply Fan, SF4, 5 - 7th Floor |  |  | 007-PENTHOUSE |  | 1
007-SAF-005 | SEL Supply Fan, SF5, Reading Room |  |  | 007-SB47 |  | 1
022-SAF-001 | Main Supply Air Fan 1 |  |  | 022-BSMNT 16 |  | 1
| AHU-ANNUAL |  | PM - Air Handling Unit (ANNUAL) | 1 | Year | 2016-05-01
022-SAF-001 | Main Supply Air Fan 1 |  |  | 022-BSMNT 16 |  | 1
| PREFILTERS |  | Replace PRE-filters | 3 | Month | 2016-10-03
025-SAF-001 | Supply Air Fan 1 |  |  | 025-00060.00 |  | 1
Greenheck
027-SAF-001 | Main Supply Fan 1 |  |  | 027-00011.00 |  | 1
American Blower
| PREFILTERS |  | Replace PRE-filters | 3 | Month | 2016-10-03
027-SAF-001 | Main Supply Fan 1 |  |  | 027-00011.00 |  | 1
American Blower
| AHU-ANNUAL |  | PM - Air Handling Unit (ANNUAL) | 1 | Year | 2016-05-01
027-SAF-002 | Supply Fan 2 |  |  | 027-00011.00 |  | 1
McQuay
| PREFILTERS |  | Replace PRE-filters | 3 | Month | 2016-10-03
028-SAF-001 | Supply Air Fan, HVAC 1 (1st Floor) |  |  | 028-00129.00 |  | 1
| Trane. |  |  | K90C08778
| PREFILTERS |  | Replace PRE-filters | 6 | Month | 2016-08-01
028-SAF-002 | Supply Air Fan, HVAC 2 (2nd Floor) |  |  | 028-00227.00 |  | 1
| Trane. |  |  | K90C08779
| PREFILTERS |  | Replace PRE-filters | 6 | Month | 2016-08-01
036-SAF-001 | Supply Fan 1 |  |  | 036-00022.00 |  | 1
| AHU-ANNUAL |  | PM - Air Handling Unit (ANNUAL) | 1 | Year | 2016-05-01
036-SAF-001 | Supply Fan 1 |  |  | 036-00022.00 |  | 1
| PREFILTERS |  | Replace PRE-filters | 3 | Month | 2016-10-03
036-SAF-002 | Exhaust/Supply Fan 1 |  |  | 036-ROOF |  | 1
038-SAF-001 | Supply Fan 1 |  |  | 038-00010.00 |  | 1
|  |  | 1LE21212BB114AA3 (motor) | D11T5017GPE 56 (motor)
| PREFILTERS |  | Replace PRE-filters | 3 | Month | 2016-09-01
038-SAF-002 | Supply Fan 2 (Music North) |  |  | 038-00201.00 |  | 1
| Aerofin |  | 1LE21211AB314AA3 (motor) | D11T5017GPE 56 (motor)
| PREFILTERS |  | Replace PRE-filters | 3 | Month | 2016-09-01
038-SAF-003 | Supply Fan 3 (Room 101) |  |  | 038-00201.00 |  | 1
| Aerofin |  | M3564 (motor) | 35E29-85 (motor)
| PREFILTERS |  | Replace PRE-filters | 3 | Month | 2016-09-01
038-SAF-004 | Supply Fan 4 (Room 103, 202, 204, 205) |  |  | 038-00201.00 |  | 1
| Aerofin |  | M3564 (motor-Baldor) | 35E029P884 (motor)
| PREFILTERS |  | Replace PRE-filters | 3 | Month | 2016-09-01
039-SAF-001 | Supply Fan 1 (Auditorium) |  |  | 039-00025.00 |  | 1
| Trane. |  | 2-24A | CC18714
| PREFILTERS |  | Replace PRE-filters | 3 | Month | 2016-09-01
039-SAF-002 | Supply Fan 2 (Alumni Lounge) |  |  | 039-00025.00 |  | 1
| Trane. |  | 2-18A | CC18723
| PREFILTERS |  | Replace PRE-filters | 3 | Month | 2016-09-01
039-SAF-003 | Supply Fan 3 (Exhibit Lounge) |  |  | 039-00025.00 |  | 1
| Trane. |  | 2-24A | Cc18726
| PREFILTERS |  | Replace PRE-filters | 3 | Month | 2016-09-01
039-SAF-004 | Supply Fan 4 (Stairway) |  |  | 039-00025.00 |  | 1
| Trane. |  | 1-15A | CC18721
| PREFILTERS |  | Replace PRE-filters | 3 | Month | 2016-09-01
039-SAF-005 | Supply Fan 5 (Art Offices #150) |  |  | 039-00025.00 |  | 1
| Trane. |  | 1-15A | CC18722
| PREFILTERS |  | Replace PRE-filters | 3 | Month | 2016-09-01
039-SAF-006 | Supply Fan 6 (Hammer Room) |  |  | 039-00025.00 |  | 1
| Trane. |  | 2-18A | CC18715
| PREFILTERS |  | Replace PRE-filters | 3 | Month | 2016-09-01
039-SAF-007 | Supply Fan 7 (Locker Room) |  |  | 039-00025.00 |  | 1
| Trane. |  | 1-15A | CC18722
| PREFILTERS |  | Replace PRE-filters | 3 | Month | 2016-09-01
039-SAF-008 | Supply Fan 8 (Check Room) |  |  | 039-00025.00 |  | 1
| Trane. |  | 2-12A | CC18717
| PREFILTERS |  | Replace PRE-filters | 3 | Month | 2016-09-01
039-SAF-009 | Supply Fan 9 (Auditorium Basement) |  |  | 039-00025.00 |  | 1
| Trane. |  | 2-12A | CC18719
| PREFILTERS |  | Replace PRE-filters | 3 | Month | 2016-09-01
039-SAF-010 | Supply Fan 10 (Mechanical Room 025) |  |  | 039-00025.00 |  | 1
| Trane. |  | 2-12A | CC18719
| PREFILTERS |  | Replace PRE-filters | 3 | Month | 2016-09-01
040-SAF-002 | Supply Fan 2 |  |  | 040-00047.00 |  | 1
| Buffalo |  | Type VPC | Shop Order No. P 18938
| PREFILTERS |  | Replace PRE-filters | 3 | Month | 2016-09-01
040-SAF-002 | Supply Fan 2 |  |  | 040-00047.00 |  | 1
| Buffalo |  | Type VPC | Shop Order No. P 18938
| W990012 |  | PM - Outside/Fresh Air Intake Screens | 6 | Month | 2016-05-06
040-SAF-003 | Supply Fan 3 (Paint Spray Booth Room 55) |  |  | 040-00047.00 |  | 1
| Buffalo |  | Type VPC | Shop Order No. P 18939
| PREFILTERS |  | Replace PRE-filters | 3 | Month | 2016-09-01
040-SAF-003 | Supply Fan 3 (Paint Spray Booth Room 55) |  |  | 040-00047.00 |  | 1
| Buffalo |  | Type VPC | Shop Order No. P 18939
| W990012 |  | PM - Outside/Fresh Air Intake Screens | 6 | Month | 2016-05-06
040-SAF-004 | Supply Fan (Projection Booth Room 154, 152) |  |  | 040-00154.00 |  | 1
| Air Pac |  | HU036-A3S | B920079
| PREFILTERS |  | Replace PRE-filters | 3 | Month | 2016-09-01
042-SAF-012 | Supply Fan 12 (President's Apartment) |  |  | 042-00032.00 |  | 1
| Trane. |  | 2-18A | CC18724
| PREFILTERS |  | Replace PRE-filters | 3 | Month | 2016-09-01
042-SAF-012A | Supply Fan 12A (Weight Rm in Basement) |  |  | 042-00032.00 |  | 1
| PREFILTERS |  | Replace PRE-filters | 3 | Month
042-SAF-013 | Supply Fan 13 (1st Floor, Alumni North End) |  |  | 042-00032.00 |  | 1
| Trane. |  | 2-18A | CC18725
| PREFILTERS |  | Replace PRE-filters | 3 | Month | 2016-09-01
046-AHU-001 | Supply Fan 1 (SAF-1: Law Library Bldg 049) |  |  | 046-00316.00 |  | 1
| American Standard |  | Order No. 30369-01 | 660-165, Size 660
| AHU-ANNUAL |  | PM - Air Handling Unit (ANNUAL) | 1 | Year | 2016-02-01
046-AHU-001 | Supply Fan 1 (SAF-1: Law Library Bldg 049) |  |  | 046-00316.00 |  | 1
| American Standard |  | Order No. 30369-01 | 660-165, Size 660
| PREFILTERS |  | Replace PRE-filters | 4 | Month | 2016-08-01
046-AHU-002 | Supply Fan 2 (SAF-2: Law Classroom Bldg #053) |  |  | 046-00410.00 |  | 1
| Trane. |  | Type L-50 | K-69125
| AHU-ANNUAL |  | PM - Air Handling Unit (ANNUAL) | 1 | Year | 2016-02-01
046-AHU-002 | Supply Fan 2 (SAF-2: Law Classroom Bldg #053) |  |  | 046-00410.00 |  | 1
| Trane. |  | Type L-50 | K-69125
| PREFILTERS |  | Replace PRE-filters | 4 | Month | 2016-08-01
046-SAF-003 | H.V. Supply Fan (Basement Locker Room) |  |  | 046-00410.00 |  | 1
| Trane. |  | L-10 | K-69124
| PREFILTERS |  | Replace PRE-filters | 4 | Month | 2016-08-01
062-SF-001 | SUPPLY FAN 1, AAB-ATRIUM |  |  | 062-ROOF |  | 1
| Greenheck |  | RBS3H4875 | 95D07913
| W847301 |  | PM - Fan, Centrifugal: Supply/Return/Exhaust Fan | 1 | Year | 2016-05-01
080-SAF-001 | Supply Fan 1 |  |  | 080-00201.00 |  | 1
| PREFILTERS |  | Replace PRE-filters | 3 | Month | 2016-09-19
080-SAF-001 | Supply Fan 1 |  |  | 080-00201.00 |  | 1
| AHU-ANNUAL |  | PM - Air Handling Unit (ANNUAL) | 1 | Year | 2016-04-01
080-SAF-002 | Supply Fan 2 |  |  | 080-00225.00 |  | 1
| AHU-ANNUAL |  | PM - Air Handling Unit (ANNUAL) | 1 | Year | 2016-04-01
080-SAF-002 | Supply Fan 2 |  |  | 080-00225.00 |  | 1
| PREFILTERS |  | Replace PRE-filters | 3 | Month | 2016-09-19
080-SAF-003 | Supply Fan 3 |  |  | 080-00201.00 |  | 1
65S12303
| AHU-ANNUAL |  | PM - Air Handling Unit (ANNUAL) | 1 | Year | 2016-04-01
080-SAF-003 | Supply Fan 3 |  |  | 080-00201.00 |  | 1
65S12303
| PREFILTERS |  | Replace PRE-filters | 3 | Month | 2016-09-19
080-SAF-004 | Supply Fan 4 |  |  | 080-00225.00 |  | 1
| PREFILTERS |  | Replace PRE-filters | 3 | Month | 2016-09-19
080-SAF-004 | Supply Fan 4 |  |  | 080-00225.00 |  | 1
| AHU-ANNUAL |  | PM - Air Handling Unit (ANNUAL) | 1 | Year | 2016-04-01
080-SAF-005 | Supply Fan 5 |  |  | 080-00201.00 |  | 1
| AHU-ANNUAL |  | PM - Air Handling Unit (ANNUAL) | 1 | Year | 2016-04-01
080-SAF-005 | Supply Fan 5 |  |  | 080-00201.00 |  | 1
| PREFILTERS |  | Replace PRE-filters | 3 | Month | 2016-09-19
080-SAF-006 | Supply Fan 6 |  |  | 080-00225.00 |  | 1
| AHU-ANNUAL |  | PM - Air Handling Unit (ANNUAL) | 1 | Year | 2016-04-01
080-SAF-006 | Supply Fan 6 |  |  | 080-00225.00 |  | 1
| PREFILTERS |  | Replace PRE-filters | 3 | Month | 2016-09-19
080-SAF-007 | Supply Fan 7 |  |  | 080-00201.00 |  | 1
G-182B PCW
| AHU-ANNUAL |  | PM - Air Handling Unit (ANNUAL) | 1 | Year | 2016-04-01
080-SAF-007 | Supply Fan 7 |  |  | 080-00201.00 |  | 1
G-182B PCW
| PREFILTERS |  | Replace PRE-filters | 3 | Month | 2016-09-19
080-SAF-008 | Supply Fan 8 |  |  | 080-00225.00 |  | 1
| AHU-ANNUAL |  | PM - Air Handling Unit (ANNUAL) | 1 | Year | 2016-04-01
080-SAF-008 | Supply Fan 8 |  |  | 080-00225.00 |  | 1
| PREFILTERS |  | Replace PRE-filters | 3 | Month | 2016-09-19
080-SAF-009 | Supply Fan 9 |  |  | 080-00201.00 |  | 1
G-182B PCW
| AHU-ANNUAL |  | PM - Air Handling Unit (ANNUAL) | 1 | Year | 2016-04-01
080-SAF-009 | Supply Fan 9 |  |  | 080-00201.00 |  | 1
G-182B PCW
| PREFILTERS |  | Replace PRE-filters | 3 | Month | 2016-09-19
080-SAF-010 | Supply Fan 10 |  |  | 080-00225.00 |  | 1
| AHU-ANNUAL |  | PM - Air Handling Unit (ANNUAL) | 1 | Year | 2016-04-01
080-SAF-010 | Supply Fan 10 |  |  | 080-00225.00 |  | 1
| PREFILTERS |  | Replace PRE-filters | 3 | Month | 2016-09-19
080-SAF-011 | Supply Air Fan 11 |  |  | 080-00253.00 |  | 1
| Buffalo |  | 65S12311 | Tppe: G-183B PCW
| AHU-ANNUAL |  | PM - Air Handling Unit (ANNUAL) | 1 | Year | 2016-04-01
080-SAF-011 | Supply Air Fan 11 |  |  | 080-00253.00 |  | 1
| Buffalo |  | 65S12311 | Tppe: G-183B PCW
| PREFILTERS |  | Replace PRE-filters | 3 | Month | 2016-09-19
080-SAF-012 | Supply Air Fan 12 |  |  | 080-00269.00 |  | 1
| Buffalo |  | 65S12312
| PREFILTERS |  | Replace PRE-filters | 3 | Month | 2016-09-19
080-SAF-012 | Supply Air Fan 12 |  |  | 080-00269.00 |  | 1
| Buffalo |  | 65S12312
| AHU-ANNUAL |  | PM - Air Handling Unit (ANNUAL) | 1 | Year | 2016-04-01
080-SAF-013 | Supply Air Fan 13 |  |  | 080-00253.00 |  | 1
| Buffalo |  | 65S12316 | Type: G-182B HV
| AHU-ANNUAL |  | PM - Air Handling Unit (ANNUAL) | 1 | Year | 2016-04-01
080-SAF-013 | Supply Air Fan 13 |  |  | 080-00253.00 |  | 1
| Buffalo |  | 65S12316 | Type: G-182B HV
| PREFILTERS |  | Replace PRE-filters | 3 | Month | 2016-09-19
080-SAF-014 | Supply Air Fan 14 |  |  | 080-00269.00 |  | 1
Buffalo
| PREFILTERS |  | Replace PRE-filters | 3 | Month | 2016-09-19
080-SAF-014 | Supply Air Fan 14 |  |  | 080-00269.00 |  | 1
Buffalo
| AHU-ANNUAL |  | PM - Air Handling Unit (ANNUAL) | 1 | Year | 2016-04-01
080-SAF-015 | Supply Air Fan 15 |  |  | 080-00253.00 |  | 1
| Buffalo |  | 65S12315 | Type: G182B HV
| AHU-ANNUAL |  | PM - Air Handling Unit (ANNUAL) | 1 | Year | 2016-04-01
080-SAF-015 | Supply Air Fan 15 |  |  | 080-00253.00 |  | 1
| Buffalo |  | 65S12315 | Type: G182B HV
| PREFILTERS |  | Replace PRE-filters | 3 | Month | 2016-09-19
080-SAF-016 | Supply Air Fan 16 |  |  | 080-00269.00 |  | 1
| Buffalo |  | 65S512313
| AHU-ANNUAL |  | PM - Air Handling Unit (ANNUAL) | 1 | Year | 2016-04-01
080-SAF-016 | Supply Air Fan 16 |  |  | 080-00269.00 |  | 1
| Buffalo |  | 65S512313
| PREFILTERS |  | Replace PRE-filters | 3 | Month | 2016-09-19
080-SAF-017 | Supply Air Fan 17 |  |  | 080-BSMNT |  | 1
| AHU-ANNUAL |  | PM - Air Handling Unit (ANNUAL) | 1 | Year | 2016-04-01
080-SAF-017 | Supply Air Fan 17 |  |  | 080-BSMNT |  | 1
| PREFILTERS |  | Replace PRE-filters | 3 | Month | 2016-09-19
080-SAF-018 | Supply Fan 18 |  |  | 080-00225.00 |  | 1
| PREFILTERS |  | Replace PRE-filters | 3 | Month | 2016-09-19
080-SAF-018 | Supply Fan 18 |  |  | 080-00225.00 |  | 1
| AHU-ANNUAL |  | PM - Air Handling Unit (ANNUAL) | 1 | Year | 2016-04-01
080-SAF-01A | Supply Fan 1A |  |  | 080-00201.00 |  | 1
67J4848
| AHU-ANNUAL |  | PM - Air Handling Unit (ANNUAL) | 1 | Year | 2016-04-01
080-SAF-01A | Supply Fan 1A |  |  | 080-00201.00 |  | 1
67J4848
| PREFILTERS |  | Replace PRE-filters | 3 | Month | 2016-09-19
080-SAF-02A | Supply Fan 2A |  |  | 080-00225.00 |  | 1
67J4849
| AHU-ANNUAL |  | PM - Air Handling Unit (ANNUAL) | 1 | Year | 2016-04-01
080-SAF-02A | Supply Fan 2A |  |  | 080-00225.00 |  | 1
67J4849
| PREFILTERS |  | Replace PRE-filters | 3 | Month | 2016-09-19
090-SAF-EB | EB Supply Fan (East Basement Ventilation) Old Lab Wing |  |  | 090-00346.00 |  | 1
| American Blower |  | 245 | 245-10
| W847301 |  | PM - Fan, Centrifugal: Supply/Return/Exhaust Fan | 1 | Year | 2016-04-01
090-SAF-WB | WB Supply Fan (West Basement Ventilation) Old Lab Wing |  |  | 090-00346.00 |  | 1
| American Blower |  | 2v12
| W847301 |  | PM - Fan, Centrifugal: Supply/Return/Exhaust Fan | 1 | Year | 2016-04-01
096-RAF-00B | Return/Supply Air Fan, HVAC-B |  |  | 096-00600.00 |  | 1
McQuay
| AHU-ANNUAL |  | PM - Air Handling Unit (ANNUAL) | 1 | Year | 2016-04-01
096-RAF-00B | Return/Supply Air Fan, HVAC-B |  |  | 096-00600.00 |  | 1
McQuay
| PREFILTERS |  | Replace PRE-filters | 3 | Month | 2016-10-01
096-SAF-001 | Supply Air Fan HVAC-1 |  |  | 096-BASEMENT |  | 1
| McQuay |  | 33PS10X04 | 96-2361
| AHU-ANNUAL |  | PM - Air Handling Unit (ANNUAL) | 1 | Year | 2016-04-01
096-SAF-001 | Supply Air Fan HVAC-1 |  |  | 096-BASEMENT |  | 1
| McQuay |  | 33PS10X04 | 96-2361
| PREFILTERS |  | Replace PRE-filters | 3 | Month | 2016-10-01
096-SAF-00E | Supply Air Fan E |  |  | 096-BASEMENT |  | 1
McQuay
| PREFILTERS |  | Replace PRE-filters | 3 | Month | 2016-10-01
096-SAF-0600 | Supply Air Fan for Room 0600 |  |  | 096-00600.00 |  | 1
McQuay
| W847301 |  | PM - Fan, Centrifugal: Supply/Return/Exhaust Fan | 6 | Month | 2016-10-01
096-SAF-FC1 | Supply Fan, FC-1 (For Door Air Lock) |  |  | 096-BASEMENT |  | 1
McQuay
| PREFILTERS |  | Replace PRE-filters | 3 | Month | 2016-10-01
096-SAF-SFA | Smoke Purge/Evacuation Fan, SF-A |  |  | 096-000510.00 |  | 1
| Avaho |  | Type VABF | 950227
| W847301 |  | PM - Fan, Centrifugal: Supply/Return/Exhaust Fan | 6 | Month | 2016-10-01
115-SAF-001 | Air Curtain Fan 1 - Kitchen Prep Hood |  |  | 115-LOWROOF |  | 1
| Greenheck |  | RSF-180-15-X | 02C08854
115-SAF-002 | Air Curtain Fan 2 - Kitchen Pizza Hood |  |  | 115-LOWROOF |  | 1
| Greenheck |  | RSF-90-4-X | 02C08645
115-SAF-003 | Air Curtain Fan 3 - Kitchen Grill/Fryer Hood |  |  | 115-LOWROOF |  | 1
| Greenheck |  | R67-120-5-X | D2C06849
130-SAF-001 | Supply Air Fan 1, Atrium smoke |  |  | 130-01077.20 |  | 1
|  |  | 38BJ1/2G | A51166-1PA
| W847301 |  | PM - Fan, Centrifugal: Supply/Return/Exhaust Fan | 1 | Year | 2016-04-01
130-SAF-002 | Supply Air Fan 2, Atrium smoke |  |  | 130-01077.20 |  | 1
|  |  | 38BJ1/2G | A51166-2PA
| W847301 |  | PM - Fan, Centrifugal: Supply/Return/Exhaust Fan | 1 | Year | 2016-04-01
130-SAF-003 | Supply Air Fan 3, Atrium smoke |  |  | 130-Roof |  | 1
|  |  | HBF-42 | A-51167
| W847301 |  | PM - Fan, Centrifugal: Supply/Return/Exhaust Fan | 1 | Year | 2016-04-01
150-SAF1-TMR | Timer for SAF-1 located in Penthouse Mech. room
150-SAF2-TMR | Timer for SAF-2 located in Penthouse Mech. room
150-SAF3-TMR | Timer for SAF-3 located in Penthouse Mech. room
155-AHU-001 | Air Handling Unit 1 (Southside) |  |  | 155-00601.00 |  | 1
American Standard
| PREFILTERS |  | Replace PRE-filters | 3 | Month | 2016-10-01
155-AHU-001 | Air Handling Unit 1 (Southside) |  |  | 155-00601.00 |  | 1
American Standard
| AHU-ANNUAL |  | PM - Air Handling Unit (ANNUAL) | 1 | Year | 2016-01-01
155-AHU-002 | Air Handling Unit 2 (Eastside) |  |  | 155-00601.00 |  | 1
American Standard
| PREFILTERS |  | Replace PRE-filters | 3 | Month | 2016-10-01
155-AHU-002 | Air Handling Unit 2 (Eastside) |  |  | 155-00601.00 |  | 1
American Standard
| AHU-ANNUAL |  | PM - Air Handling Unit (ANNUAL) | 1 | Year | 2016-01-01
155-AHU-003 | Air Handling Unit 3 (Westside) |  |  | 155-00601.00 |  | 1
American Standard
| PREFILTERS |  | Replace PRE-filters | 3 | Month | 2016-10-01
155-AHU-003 | Air Handling Unit 3 (Westside) |  |  | 155-00601.00 |  | 1
American Standard
| AHU-ANNUAL |  | PM - Air Handling Unit (ANNUAL) | 1 | Year | 2016-01-01
155-AHU-004 | Air Handling Unit 4 (Northside) |  |  | 155-00601.00 |  | 1
American Standard
| PREFILTERS |  | Replace PRE-filters | 3 | Month | 2016-10-01
155-AHU-004 | Air Handling Unit 4 (Northside) |  |  | 155-00601.00 |  | 1
American Standard
| AHU-ANNUAL |  | PM - Air Handling Unit (ANNUAL) | 1 | Year | 2016-01-01
155-AHU-005 | Supply Air Fan 5 (African Studies) |  |  | 155-00097.00 |  | 1
| Carrier |  | 39BA070D28 | 68576163
| PREFILTERS |  | Replace PRE-filters | 3 | Month | 2016-10-01
156-SAF-001 | Supply Air Fan |  |  | 156-BASEMENT |  | 1
| McQuay |  | L5L114DH | 3YH00483-04
| PREFILTERS |  | Replace PRE-filters | 43 | Month | 2016-07-01
499-SF1-TMR | Timer for SF-1 located in Mech. Room 024
499-SF4-TMR | Timer for SF-4 located in Mech. room 024
499-SF5-TMR | Timer for SF-5 located in Mech. Room 034
509-SF5-TMR | Timer for SF-5 located in Basement Mech. room
510-SF2-TMR | Timer for SF-2 located in Mech. Room 001
637-MAK-001 | SUPPLY FAN, 6TH FLOOR ROOF |  |  | 637-ROOF |  | 1
Trane.
637-SAF-001 | Supply Fan, 6th Floor Roof |  |  | 637-6FL ROOF |  | 1
Trane.
Total | [5 empty] | 119
Surge Tank
007-ST-001 | Surge Tank |  |  | 007-00000.62 |  | 1
| Cleaver Brooks |  | SRG-1200-2D | RG-009912
026-SRG-001 | Condensate Surge Tank |  |  |  |  | 1
| Cleaver-Brooks |  | Cleaver Brooks 300SRG
048-SRG-001 | Surge Tank |  |  | 048-00495.00 |  | 1
| Cleaver-Brooks |  | SRG-450-2D | RG9914
090-SRG-001 | Condensate Surge Tank |  |  | 090-04195.00 |  | 1
| Cleaver-Brooks |  | SRG-600-2B | RG-009896
507-ST-001 | Surge Tank |  |  | 507-00195.00 |  | 1
| Cleaver Brooks |  | SRG-450-2D | RG 9902
| DA-ST |  | Inspection of DA / Surge Tank | 2 | Year | 2016-09-01
612-SRG-001 | Surge Tank Pump 1 |  |  | 612-PH |  | 0
| Grundfos |  | 30-20 | CR30 UH (type)
| W840151 |  | PM - Centrifugal Pump, over 1 H.P. | 1 | Year | 2015-11-01
612-SRG-002 | Surge Tank Pump 2 |  |  | 612-PH |  | 0
| Grundfos |  | 16-50 | CR16 UH 9051 (type)
| W840151 |  | PM - Centrifugal Pump, over 1 H.P. | 1 | Year | 2015-11-01
612-SRGT-001 | Surge Tank |  |  | 612-PH |  | 1
| Sellers |  | PS5-1300-3-1650J-ZH8 surg | 99237
629-SRG-001 | Condensate Surge Tank |  |  | 629-01195.00 |  | 1
| Cleaver-Brooks |  | SRG-300
992-SRG-001 | Surge Tank |  |  | 992-BOILER |  | 1
| Cleaver-Brooks |  | SRG-450-2D | RG-9910
Total | [5 empty] | 10
SWEEPER
629-SWP-001 | SANITATION PUMP |  |  | 629-BSMNT & F |  | 0
629-SWP-002 | SANITATION PUMP |  |  | 629-BSMNT & F |  | 0
629-SWP-003 | SANITATION PUMP |  |  | 629-BSMNT & F |  | 0
Total | [5 empty] | 3
Tower Makeup Pump
003-TMP-001 | Tower Makeup Pump 1 (Inoperable) |  |  | 003-00195.00 |  | 1
| Bell & Gossett |  | PHD4-1D26C1
003-TMP-002 | Tower Makeup Pump 2 |  |  | 003-00195.00 |  | 1
| Bell & Gossett |  | PHD4-1D26C1 | 664698
| W840151 |  | PM - Centrifugal Pump, over 1 H.P. | 1 | Year | 2016-05-01
Total | [5 empty] | 2
Transfer Pump
001-TRP-001 | Transfer Pump # 1 |  |  | 001-00495.00 |  | 1
| Grundfos |  | CR10-03-K-GJ-A-E-HQQE | A91134709-P10646182
001-TRP-002 | Transfer Pump # 2 |  |  | 001-00495.00 |  | 1
| Grundfos |  | CR10-03-K-GJ-A-E-HQQE | A91134709-P10545212
007-TRP-001 | Transfer Pump # 1 |  |  | 007-00000.62 |  | 1
| Grundfos |  | CR10-03K-GJ-A-E-HQQE | A91134709-P10651015
007-TRP-002 | Transfer Pump # 2 |  |  | 007-00000.62 |  | 1
| Grundfos |  | CR10-03K-GJ-A-E-HQQE | A91134709-P10703178
026-TRP-001 | Transfer Pump # 1 |  |  |  |  | 1
| Grundfos |  | CR10-03-K-GJ-A-E-HQQE | A91134709-P10646147
026-TRP-002 | Transfer Pump # 2 |  |  |  |  | 1
| Grundfos |  | CR10-03-K-GJ-A-E-HQQE | A91134709-P10650660
048-TP-001 | DA Tank Transfer Pump #1 |  |  | 048-00495.00 |  | 0
| Grundfos |  | CR5-7 KP-FGJ-A-V-HQQU | A91129498-P1071482
048-TP-002 | DA Tank Transfer Pump #2 |  |  | 048-00495.00 |  | 0
| Grundfos |  | CR5-7 KP-FGJ-A-V-HQQU | A91129498-P10715135
048-TP-003 | DA Tank Transfer Pump #3 |  |  | 048-00495.00 |  | 0
| Grundfos |  | CR5-7 KP-FGJ-A-V-HQQU | A91129498-P1071056
048-TP-004 | Condensate Surge Tank Transfer Pump #1 |  |  | 048-00495.00 |  | 0
| Grundfos |  | CR10-03 K-GJ-A-E-HQ0E | A91134709-P10702693
048-TP-005 | Condensate Surge Tank Transfer Pump #2 |  |  | 048-00495.00 |  | 0
| Grundfos |  | CR10-03 K-GJ-A-E-HQOE | A91134709-P10702694
065-TRP-001 | DHW 1 BYPASS/CIRCULATION PUMP |  |  | 065-00124.00 |  | 0
Bell & Gossett
068-TRP-001 | Transfer Pump |  |  | 068-00051.00 |  | 0
090-TRP-001 | Transfer Pump # 1 |  |  | 090-04195.00 |  | 1
| Grundfos |  | CR10-03K-GJ-A-E-HQQE | A91134709-P10702691
090-TRP-002 | Transfer Pump # 2 |  |  | 090-04195.00 |  | 1
| Grundfos |  | CR10-03K-GJ-A-E-HQQE | A91134709-P10703179
136-TRP-001 | Condensate Return Transfer Pump 1 |  |  | 136-00010.00 |  | 0
| Grundfos |  | A96126910-P10507208
136-TRP-002 | Condensate Return Transfer Pump 2 |  |  | 136-00010.00 |  | 0
| Grundfos |  | A96126910-P10507208
136-TRP-003 | Condensate Return Transfer Pump 3 |  |  | 136-00010.00 |  | 0
| Grundfos |  | A96126910-P10507208
155-TRP-001 | Transfer Pump # 1 |  |  |  |  | 1
| Grundfos |  | CR10-03-K-GJ-A-E-HQQE | A91134709-P10650657
155-TRP-002 | Transfer Pump # 2 |  |  |  |  | 1
| Grundfos |  | CR10-03-K-GJ-A-E-HQQE | A91134709-P10650656
155-VFD-001 | Transfer Pump #1 VFD (ABB) |  |  | 155-00601.00
502502
155-VFD-002 | Transfer Pump #2 VFD |  |  | 155-00601.00
502504 (AAB)
155-VFD-003 | Transfer Pump #3 VFD |  |  | 155-00601.00
502500 (ABB)
155-VFD-004 | Transfer Pump #4 VFD |  |  | 155-00601.00
502498 (ABB)
189-TRP-001 | Transfer Pump # 1 |  |  |  |  | 1
| Grundfos |  | CH1-2-30
189-TRP-002 | Transfer Pump # 2 |  |  |  |  | 1
| Grundfos |  | CH1-2-30
507-TRP-001 | Transfer Pump # 1 |  |  | 507-00195.00 |  | 1
| Grundfos |  | CR10-03-K-GJ-A-E-HQQE | A91134709-P10646181
507-TRP-002 | Transfer Pump # 2 |  |  | 507-00195.00 |  | 1
| Grundfos |  | CR10-03-K-GJ-A-E-HQQE | A91134709-P10649072
629-TRP-001 | Transfer Pump # 1 |  |  | 629-01195.00 |  | 1
| Grundfos |  | CR10-03-K-GJ-A-E-HQQE | A91134709-P10650661
629-TRP-002 | Transfer Pump # 2 |  |  | 629-01195.00 |  | 1
| Grundfos |  | CR10-03-K-GJ-A-E-HQQE | A91134709-P10649073
637-TRP-001 | Transfer Pump # 1 |  |  |  |  | 1
Grundfos
637-TRP-002 | Transfer Pump # 2 |  |  |  |  | 1
Grundfos
992-TRP-001 | Transfer Pump # 1 |  |  | 992-BOILER |  | 1
| Grundfos |  | CR10-03K-GJ-A-E-HQQE | A91134709-P10646148
992-TRP-002 | Transfer Pump # 2 |  |  | 992-BOILER |  | 1
| Grundfos |  | CR10-03K-GJ-A-E-HQQE | A91134709-P10646172
Total | [5 empty] | 34
Unit Heater
001-UNH-001 | Unit Heater HUH1 |  |  | 001-SUB B |  | 1
| McQuay |  | UHH0288JL | 7 5A00109 00
| W838103 |  | PM - Unit/Space Heater | 1 | Year | 2016-10-01
001-UNH-002 | Unit Heater HUH1 |  |  | 001-SUB D |  | 1
| McQuay |  | UHH0288JL | 7 5C08579 00
| W838103 |  | PM - Unit/Space Heater | 1 | Year | 2016-10-01
001-UNH-003 | Unit Heater HUH3 |  |  | 001-ATTIC A |  | 1
| McQuay |  | UHH068BJL | 7 6L06991 00
| W838103 |  | PM - Unit/Space Heater | 1 | Year | 2016-10-01
001-UNH-004 | Unit Heater HUH3 |  |  | 001-ATTIC A |  | 1
McQuay
| W838103 |  | PM - Unit/Space Heater | 1 | Year | 2016-10-01
001-UNH-005 | Unit Heater HUH2 |  |  | 001-ATTIC D |  | 1
| McQuay |  | UHH044BJ | 7 5E02100 00
| W838103 |  | PM - Unit/Space Heater | 1 | Year | 2016-10-01
001-UNH-006 | Unit Heater HUH2 |  |  | 001-ATTIC D |  | 1
| McQuay |  | UHH044BJ | 7 6D01418 00
| W838103 |  | PM - Unit/Space Heater | 1 | Year | 2016-10-01
001-UNH-007 | Unit Heater HUH2 |  |  | 001-ATTIC D |  | 1
McQuay
| W838103 |  | PM - Unit/Space Heater | 1 | Year | 2016-10-01
001-UNH-008 | Unit Heater HUH2 |  |  | 001-ATTIC B |  | 1
| McQuay |  | UHH044BJ | 7 ZL06693 00
| W838103 |  | PM - Unit/Space Heater | 1 | Year | 2016-10-01
001-UNH-009 | Unit Heater HUH3 |  |  | 001-ATTIC C |  | 1
McQuay
| W838103 |  | PM - Unit/Space Heater | 1 | Year | 2016-10-01
001-UNH-010 | Unit Heater HUH2 |  |  | 001-ATTIC B |  | 1
| McQuay |  | UHH044BJ | 7 ZL06695 00
| W838103 |  | PM - Unit/Space Heater | 1 | Year | 2016-10-01
001-UNH-011 | Unit Heater HUH3 |  |  | 001-ATTIC C |  | 1
McQuay
| W838103 |  | PM - Unit/Space Heater | 1 | Year | 2016-10-01
001-UNH-012 | Unit Heater HUH2 |  |  | 001-ATTIC B |  | 1
| McQuay |  | UHH044BJ | 7 5E02095 00
| W838103 |  | PM - Unit/Space Heater | 1 | Year | 2016-10-01
001-UNH-013 | Unit Heater HUH3 |  |  | 001-ATTIC C |  | 1
McQuay
| W838103 |  | PM - Unit/Space Heater | 1 | Year | 2016-10-01
001-UNH-014 | Unit Heater HUH2 |  |  | 001-ATTIC B |  | 1
| McQuay |  | UHH044BJ | 7 5E02052 00
| W838103 |  | PM - Unit/Space Heater | 1 | Year | 2016-10-01
001-UNH-015 | Unit Heater HUH3 |  |  | 001-ATTIC C |  | 1
McQuay
| W838103 |  | PM - Unit/Space Heater | 1 | Year | 2016-10-01
001-UNH-016 | Unit Heater HUH2 |  |  | 001-ATTIC A |  | 1
McQuay
| W838103 |  | PM - Unit/Space Heater | 1 | Year | 2016-10-01
001-UNH-017 | Unit Heater HUH3 |  |  | 001-ATTIC A |  | 1
McQuay
| W838103 |  | PM - Unit/Space Heater | 1 | Year | 2016-10-01
001-UNH-018 | Unit Heater HUH3 |  |  | 001-ATTIC A |  | 1
McQuay
| W838103 |  | PM - Unit/Space Heater | 1 | Year | 2016-10-01
001-UNH-019 | Unit Heater HUH1 |  |  | 001-00021.00 |  | 1
McQuay
| W838103 |  | PM - Unit/Space Heater | 1 | Year | 2016-10-01
001-UNH-020 | Unit Heater HUH |  |  | 001-00223.00 |  | 1
McQuay
| W838103 |  | PM - Unit/Space Heater | 1 | Year | 2016-10-01
001-UNH-021 | Unit Heater (Clock Tower) |  |  | 001-CLK TOWER |  | 1
McQuay
| W838103 |  | PM - Unit/Space Heater | 1 | Year | 2016-10-01
001-UNH-022 | Unit Heater (Clock Tower) |  |  | 001-CLK TOWER |  | 1
McQuay
| W838103 |  | PM - Unit/Space Heater | 1 | Year | 2016-10-01
001-UNH-023 | Unit Heater (Clock Tower) |  |  | 001-CLK TOWER |  | 1
McQuay
| W838103 |  | PM - Unit/Space Heater | 1 | Year | 2016-10-01
001-UNH-024 | Unit Heater (5th Floor Attic) |  |  | 001-ATTIC 5TH |  | 1
McQuay
| W838103 |  | PM - Unit/Space Heater | 1 | Year | 2016-10-01
001-UNH-025 | Unit Heater (5th Floor Attic) |  |  | 001-ATTIC 5TH |  | 1
McQuay
| W838103 |  | PM - Unit/Space Heater | 1 | Year | 2016-10-01
001-UNH-026 | Unit Heater (5th Floor Attic) |  |  | 001-ATTIC 5TH |  | 1
McQuay
| W838103 |  | PM - Unit/Space Heater | 1 | Year | 2016-10-01
001-UNH-027 | Unit Heater (5th Floor Attic) |  |  | 001-ATTIC 5TH |  | 1
McQuay
| W838103 |  | PM - Unit/Space Heater | 1 | Year | 2016-10-01
001-UNH-028 | Unit Heater (5th Floor Attic) |  |  | 001-ATTIC 5TH |  | 1
McQuay
| W838103 |  | PM - Unit/Space Heater | 1 | Year | 2016-10-01
001-UNH-029 | Unit Heater (4213) |  |  | 001-04213.00 |  | 1
McQuay
| W838103 |  | PM - Unit/Space Heater | 1 | Year | 2016-10-01
001-UNH-030 | Space/Unit Heater (Loading Dock, 2 Units) |  |  | 001-LOAD DOCK |  | 1
McQuay
| W838103 |  | PM - Unit/Space Heater | 1 | Year | 2016-10-01
003-UNH-001 | Unit Heater 1 |  |  | 003-00195.00 |  | 1
| W838103 |  | PM - Unit/Space Heater | 1 | Year | 2016-09-19
003-UNH-002 | Unit Heater 2 |  |  | 003-00195.00 |  | 1
| W838103 |  | PM - Unit/Space Heater | 1 | Year | 2016-09-19
007-UNH-001 | Penthouse Unit Heater |  |  | 007-PENTHOUSE |  | 1
025-UNH-001 | Unit Heater 1 |  |  | 025-3RD FLOOR |  | 1
| W838103 |  | PM - Unit/Space Heater | 1 | Year | 2016-09-19
025-UNH-002 | Unit Heater 2 |  |  | 025-3RD FLOOR |  | 1
| W838103 |  | PM - Unit/Space Heater | 1 | Year | 2016-09-19
026-UNH-002 | VESTIBULE HEATER |  |  | 026-VESTIBULE |  | 1
046-UNH-001 | Unit Heater (East Stairwell) |  |  | 046-01490.09 |  | 1
| Trane. |  | M-14739 | 469322
| W838103 |  | PM - Unit/Space Heater | 1 | Year | 2016-10-01
046-UNH-002 | Unit Heater (North Stairwell) |  |  | 046-01490.06 |  | 1
| Trane. |  | M-14739 | 469317
| W838103 |  | PM - Unit/Space Heater | 1 | Year | 2016-10-01
046-UNH-003 | Unit Heater (West Stairwell) |  |  | 046-01490.04 |  | 1
| Trane. |  | M-14739 | 469317
| W838103 |  | PM - Unit/Space Heater | 1 | Year | 2016-10-01
048-UNH-001 | Unit Heater (AHU 1) |  |  | 048-4TH FLOOR |  | 1
| McQuay |  | UHH 056 BJ | 7 7D10182 00
| W838103 |  | PM - Unit/Space Heater | 1 | Year | 2016-10-01
048-UNH-002 | Unit Heater (AHU 2) |  |  | 048-4TH FLOOR |  | 1
| McQuay |  | UHH 056 BJ | 7 7D10180 00
| W838103 |  | PM - Unit/Space Heater | 1 | Year | 2016-10-01
048-UNH-003 | Unit Heater (AHU 3) |  |  | 048-4TH FLOOR |  | 1
| McQuay |  | UHH 056 BJ | 7 7D10184 00
| W838103 |  | PM - Unit/Space Heater | 1 | Year | 2016-10-01
048-UNH-004 | Unit Heater #1 -Hot Water (Boiler Rm) |  |  | 048-00495.00 |  | 1
| Sterling/Alton |  | HS-084 | B07726808002002
| W838103 |  | PM - Unit/Space Heater | 1 | Year | 2016-10-01
048-UNH-005 | Unit Heater #2 -Hot Water (Boiler Rm) |  |  | 048-00495.00 |  | 1
| Sterling/Alton |  | HS-084 | B07726808002001
| W838103 |  | PM - Unit/Space Heater | 1 | Year | 2016-10-01
049-CUNH-001 | UNIT HEATER, STAIRS 1 (North Stairwell) |  |  |  |  | 1
Trane.
| W838103 |  | PM - Unit/Space Heater | 1 | Year | 2016-10-01
049-CUNH-002 | UNIT HEATER, STAIRS 2 (South Stairwell) |  |  |  |  | 1
Trane.
| W838103 |  | PM - Unit/Space Heater | 1 | Year | 2016-10-01
049-CUNH-003 | UNIT HEATER, STAIRS 3 (DJ Keith Center) |  |  |  |  | 1
| Trane. |  | 411563300 | T00A03518
| W838103 |  | PM - Unit/Space Heater | 1 | Year | 2016-10-01
049-CUNH-004 | UNIT HEATER, ENTRANCE |  |  |  |  | 1
Trane.
| W838103 |  | PM - Unit/Space Heater | 1 | Year | 2016-10-01
049-CUNH-005 | UNIT HEATER, CATERING |  |  |  |  | 1
Trane.
| W838103 |  | PM - Unit/Space Heater | 1 | Year | 2016-10-01
049-CUNH-006 | UNIT HEATER, STAIRS 4 (DJ Keith Center) K-1 |  |  |  |  | 1
| Sterling/Alton |  | 1061276 | 1120-08
| W838103 |  | PM - Unit/Space Heater | 1 | Year | 2016-10-01
049-UNH-001 | Unit Space Heater |  |  | 049-01140.00 |  | 1
| Trane. |  | UHSA07W23AA1T00B0000 | C00A31425
| W838103 |  | PM - Unit/Space Heater | 1 | Year | 2016-10-01
049-UNH-002 | UNIT HEATER |  |  |  |  | 1
Trane.
| W838103 |  | PM - Unit/Space Heater | 1 | Year | 2016-10-01
049-UNH-003 | Hot Water Unit Heater (UH-K1) (Damon Keith Penthouse) |  |  | 049-03284.00 |  | 1
| Sterling/Alton |  | HS-136A | A1101069723001001
| W838103 |  | PM - Unit/Space Heater | 1 | Year | 2016-10-01
049-UNH-004 | Hot Water Unit Heater (UH-K2) (Damon Keith Penthouse) |  |  | 049-03284.00 |  | 1
| Sterling/Alton |  | HS-136A | A1101069723001002
| W838103 |  | PM - Unit/Space Heater | 1 | Year | 2016-10-01
053-UNH-001 | Unit Heater (West) |  |  | 053-01590.02 |  | 1
| Trane. |  | M-14739 | 469323
| W838103 |  | PM - Unit/Space Heater | 1 | Year | 2016-10-01
053-UNH-002 | Unit Heater (East) |  |  | 053-01590.02 |  | 1
| Trane. |  | M-14739 | 469321
| W838103 |  | PM - Unit/Space Heater | 1 | Year | 2016-10-01
053-UNH-003 | Unit Heater (Noth-East) |  |  | 053-01590.02 |  | 1
| Trane. |  | M-14739 | 469320
| W838103 |  | PM - Unit/Space Heater | 1 | Year | 2016-10-01
062-UNH-001 | Unit Heater 1 |  |  | 062-01424.00 |  | 1
Dunham-Bush
| W838103 |  | PM - Unit/Space Heater | 1 | Year | 2016-10-01
062-UNH-002 | Unit Heater 2 |  |  | 062-01414.00 |  | 1
| Modine |  | H5340501
| W838103 |  | PM - Unit/Space Heater | 1 | Year | 2016-10-01
062-UNH-003 | Electric Unit Heater |  |  | 062-01414.00 |  | 1
| Environmental Technologies |  | H5340501
| W838103 |  | PM - Unit/Space Heater | 1 | Year | 2016-10-01
062-UNH-004 | Unit Heater |  |  | 062-RECEIVING |  | 1
Environmental Technologies
| W838103 |  | PM - Unit/Space Heater | 1 | Year | 2016-10-01
062-UNH-005 | Unit Heater |  |  | 062-4TH FLOOR |  | 1
Environmental Technologies
| W838103 |  | PM - Unit/Space Heater | 1 | Year | 2016-10-01
065-UNH-001 | Unit Heater 1 |  |  | 065-00115.00 |  | 1
| W838103 |  | PM - Unit/Space Heater | 1 | Year | 2016-09-19
065-UNH-002 | Unit Heater 2 |  |  | 065-00116.00 |  | 1
| W838103 |  | PM - Unit/Space Heater | 1 | Year | 2016-09-19
065-UNH-003 | Unit Heater 3 |  |  | 065-00112.00 |  | 1
| W838103 |  | PM - Unit/Space Heater | 1 | Year | 2016-09-19
065-UNH-004 | Unit Heater 4, East (Main) Vestibule |  |  |  |  | 1
| W838103 |  | PM - Unit/Space Heater | 1 | Year | 2016-09-19
065-UNH-005 | Unit Heater 5, South Enterance (by rm 124) |  |  |  |  | 1
| W838103 |  | PM - Unit/Space Heater | 1 | Year | 2016-09-19
065-UNH-006 | Unit Heater 6, West Stairwell |  |  |  |  | 1
| W838103 |  | PM - Unit/Space Heater | 1 | Year | 2016-09-19
065-UNH-007 | Unit Heater 6, East Stariwell |  |  |  |  | 1
| W838103 |  | PM - Unit/Space Heater | 1 | Year | 2016-09-19
068-UNH-001 | UNIT HEATER 1 |  |  |  |  | 1
Trane.
080-UNH-201 | Unit Heaters in Room 201 (3 Units) |  |  | 080-00201.00 |  | 1
Airtherm
| W838103 |  | PM - Unit/Space Heater | 1 | Year | 2016-10-01
080-UNH-253 | Unit Heaters in Room 253 (2 Units) |  |  | 080-00253.00 |  | 1
Airtherm
| W838103 |  | PM - Unit/Space Heater | 1 | Year | 2016-10-01
080-UNH-269 | Unit Heaters in Room 269 (2 Units) |  |  | 080-00269.00 |  | 1
Airtherm
| W838103 |  | PM - Unit/Space Heater | 1 | Year | 2016-10-01
080-UNH-274 | Unit Heaters in Room 274 (4 Units) |  |  | 080-00225.00 |  | 1
Airtherm
| W838103 |  | PM - Unit/Space Heater | 1 | Year | 2016-10-01
082-UNH-001 | Unit Heater |  |  | 082-00101.00 |  | 1
Trane.
| W838103 |  | PM - Unit/Space Heater | 1 | Year | 2016-10-01
082-UNH-002 | Trane Unit Heater 2 |  |  | 082-00502.00 |  | 1
Trane.
| W838103 |  | PM - Unit/Space Heater | 1 | Year | 2016-10-01
082-UNH-003 | Trane Unit Heater 3 |  |  | 082-00502.00 |  | 1
Trane.
| W838103 |  | PM - Unit/Space Heater | 1 | Year | 2016-10-01
082-UNH-004 | Trane Unit Heater 4 |  |  | 082-00505.00 |  | 1
| Trane. |  | UH8A 10088EAA1T00BA000 | L02B33874
| W838103 |  | PM - Unit/Space Heater | 1 | Year | 2016-10-01
090-UNH-001 | Unit Heater 1 (serves Office Wing Penthouse Mechanical Room) |  |  | 090-04116.00 |  | 1
| W838103 |  | PM - Unit/Space Heater | 1 | Year | 2016-10-01
090-UNH-002 | Unit Heater 2 (serves Office Wing Penthouse Mechaical Room) |  |  | 090-04116.00 |  | 1
| W838103 |  | PM - Unit/Space Heater | 1 | Year | 2016-10-01
090-UNH-003 | Unit Heater 3 (serves Office Wing Penthouse Mechanical Room) |  |  | 090-04116.00 |  | 1
| W838103 |  | PM - Unit/Space Heater | 1 | Year | 2016-10-01
090-UNH-004 | Unit Heater 4 (serves Office Wing Penthouse Mechanical Room) |  |  | 090-04116.00 |  | 1
| W838103 |  | PM - Unit/Space Heater | 1 | Year | 2016-10-01
090-UNH-1355 | Unit Heater (serves Lab 1355) |  |  | 090-01355.00 |  | 1
| W838103 |  | PM - Unit/Space Heater | 1 | Year | 2016-10-01
090-UNH-1359 | Unit Heater (serves Lab 1359) |  |  | 090-01359.00 |  | 1
| W838103 |  | PM - Unit/Space Heater | 1 | Year | 2016-10-01
090-UNH-1361 | Unit Heater (serves Lab 1361) |  |  | 090-01361.00 |  | 1
| W838103 |  | PM - Unit/Space Heater | 1 | Year | 2016-10-01
090-UNH-1550 | Unit Heater 1 (serves EDC 1st Floor) Rm 1550 |  |  |  |  | 1
|  |  | HV-072 (Vulcan) | E08841846001001
| W838103 |  | PM - Unit/Space Heater | 1 | Year | 2016-10-01
090-UNH-305.1 | ENG LAB WING BASEMENT (Cement Lab) |  |  | 090-00305.00 |  | 1
(TED REED THERMAL INC)
| W838103 |  | PM - Unit/Space Heater | 1 | Year | 2016-10-01
090-UNH-305.2 | ENG LAB WING BASEMENT (Cement Lab) |  |  | 090-00305.00 |  | 1
(TED REED THERMAL INC)
| W838103 |  | PM - Unit/Space Heater | 1 | Year | 2016-10-01
090-UNH-305.3 | ENG LAB WING BASEMENT (Cement Lab) |  |  | 090-00305.00 |  | 1
(TED REED THERMAL INC)
| W838103 |  | PM - Unit/Space Heater | 1 | Year | 2016-10-01
090-UNH-401 | Boiler Room Unit Heater 1 |  |  | 090-04195.00 |  | 1
HS - 144
| W838103 |  | PM - Unit/Space Heater | 1 | Year | 2016-10-01
090-UNH-402 | Boiler Room Unit Heater 2 |  |  | 090-04195.00 |  | 1
HS - 144
| W838103 |  | PM - Unit/Space Heater | 1 | Year | 2016-10-01
090-UNH-403 | Boiler Room Unit Heater 3 |  |  | 090-04195.00 |  | 1
HS - 72
| W838103 |  | PM - Unit/Space Heater | 1 | Year | 2016-10-01
090-UNH-404 | Boiler Room Unit Heater 4 |  |  | 090-04195.00 |  | 1
HS - 104
| W838103 |  | PM - Unit/Space Heater | 1 | Year | 2016-10-01
090-UNH-541 | EDC - Unit Heater |  |  | 090-04501.00 |  | 1
|  |  | HV-072 | E08844848001001
| W838103 |  | PM - Unit/Space Heater | 1 | Year | 2016-10-01
090-UNH-EP1 | Unit Heater #1 East Penthouse |  |  | 090-ENG-E.PH. |  | 1
| American Blower |  | 69-H | 69-HA2
| W838103 |  | PM - Unit/Space Heater | 1 | Year | 2016-10-01
090-UNH-EP2 | Unit Heater #2 East Penthouse |  |  | 090-ENG-E.PH. |  | 1
| Dayton |  | 1-H206 | 05102098-2602
| W838103 |  | PM - Unit/Space Heater | 1 | Year | 2016-10-01
090-UNH-LAB | Unit Heaters Old Lab Wing |  |  |  |  | 1
090-UNH-OFF | Office Wing Unit Heaters |  |  |  |  | 1
090-UNH-WPH | Unit Heater West Penthouse 4317 |  |  | 090-W. PH. |  | 1
| Modine |  | HS63S01 | 30011398-2850
| W838103 |  | PM - Unit/Space Heater | 1 | Year | 2016-10-01
096-UNH-001 | Unit Heater CKT-4 |  |  | 096-PENTHOUSE |  | 1
McQuay
| W838103 |  | PM - Unit/Space Heater | 1 | Year | 2016-10-01
096-UNH-002 | Unit Heater CKT-4 |  |  | 096-PENTHOUSE |  | 1
McQuay
| W838103 |  | PM - Unit/Space Heater | 1 | Year | 2016-10-01
096-UNH-003 | Unit Heater CKT-13 |  |  | 096-PENTHOUSE |  | 1
McQuay
| W838103 |  | PM - Unit/Space Heater | 1 | Year | 2016-10-01
096-UNH-004 | Unit Heater CKT-13 |  |  | 096-PENTHOUSE |  | 1
McQuay
| W838103 |  | PM - Unit/Space Heater | 1 | Year | 2016-10-01
096-UNH-005 | Unit Heater CKT-8 |  |  | 096-PENTHOUSE |  | 1
McQuay
| W838103 |  | PM - Unit/Space Heater | 1 | Year | 2016-10-01
096-UNH-006 | Unit Heater CKT-8 |  |  | 096-PENTHOUSE |  | 1
McQuay
| W838103 |  | PM - Unit/Space Heater | 1 | Year | 2016-10-01
096-UNH-007 | Unit Heater CKT-8 |  |  | 096-PENTHOUSE |  | 1
McQuay
| W838103 |  | PM - Unit/Space Heater | 1 | Year | 2016-10-01
096-UNH-008 | Unit Heater UH-3 |  |  | 096-000510.00 |  | 1
099-HVU-001 | Gas Fired Heating Unit (Ceiling Mounted) |  |  | 099-Entire Building
| W838103 |  | PM - Unit/Space Heater | 1 | Year | 2016-08-01
099-HVU-002 | Gas Fired Heating Unit (Ceiling Mounted) |  |  | 099-Entire Building
| W838103 |  | PM - Unit/Space Heater | 1 | Year | 2016-08-01
099-HVU-003 | Gas Fired Heating Unit (Ceiling Mounted) |  |  | 099-Entire Building
| W838103 |  | PM - Unit/Space Heater | 1 | Year | 2016-08-01
099-HVU-004 | Gas Fired Heating Unit (Ceiling Mounted) |  |  | 099-Entire Building
| W838103 |  | PM - Unit/Space Heater | 1 | Year | 2016-08-01
104-UNH-001 | UNIT HEATER 1 (NATURAL GAS), 1ST FLOOR MECHANICAL |  |  | 104-1ST FL. |  | 1
Modine
104-UNH-002 | Laundry Room Unit Heater 1 (Natural Gas) |  |  | 104-00156.00 |  | 1
| Modine |  | PD200AE0130 | 3001101432-8608
134-UNH-001 | UNIT HEATER 1 (STEAM) |  |  | 134-PENTHOUSE |  | 1
Trane.
134-UNH-002 | UNIT HEATER 2 (STEAM) |  |  | 134-PENTHOUSE |  | 1
Trane.
134-UNH-1101-18 | UNIT/SPACE HEATER |  |  | 134-01101.00 |  | 1
134-UNH-1201-18 | UNIT/SPACE HEATER |  |  | 134-01201.00 |  | 1
134-UNH-1301-18 | UNIT/SPACE HEATER |  |  | 134-01301.00 |  | 1
134-UNH-1401-18 | SPACE/UNIT HEATER |  |  | 134-01401.00 |  | 1
134-UNH-1501-18 | SPACE/UNIT HEATER |  |  | 134-01501.00 |  | 1
134-UNH-201-218 | SPACE/UNIT HEATER |  |  | 134-00201.00 |  | 1
134-UNH-301-318 | SPACE/UNIT HEATER |  |  | 134-00301.00 |  | 1
134-UNH-401-418 | SPACE/UNIT HEATER |  |  | 134-00401.00 |  | 1
134-UNH-501-518 | SPACE/UNIT HEATER |  |  | 134-00501.00 |  | 1
134-UNH-601-618 | SPACE/UNIT HEATER |  |  | 134-00601.00 |  | 1
134-UNH-701-718 | SPACE/UNIT HEATER |  |  | 134-00701.00 |  | 1
134-UNH-801-818 | SPACE/UNIT HEATER |  |  | 134-00801.00 |  | 1
134-UNH-901-918 | SPACE/UNIT HEATER |  |  | 134-00901.00 |  | 1
141-UNH-001 | Modine Unit Heater |  |  | 141-DOCK |  | 1
Modine
| W838103 |  | PM - Unit/Space Heater | 1 | Year | 2016-10-01
141-UNH-002 | Trane Unit Heater |  |  | 141-DOCK |  | 1
Trane.
| W838103 |  | PM - Unit/Space Heater | 1 | Year | 2016-10-01
155-UNH-001 | Penthouse Unit Heater #1 |  |  | 155-00601.00 |  | 1
| Carrier |  | 68A0B2100 | 935378
| W838103 |  | PM - Unit/Space Heater | 1 | Year | 2016-10-01
155-UNH-002 | Penthouse Unit Heater #2 |  |  | 155-00601.00 |  | 1
| Carrier |  | 68A0B2100 | 935378
| W838103 |  | PM - Unit/Space Heater | 1 | Year | 2016-10-01
155-UNH-003 | Penthouse Unit Heater #3 |  |  | 155-00601.00 |  | 1
| Carrier |  | 68A0B2100 | 935378
| W838103 |  | PM - Unit/Space Heater | 1 | Year | 2016-10-01
155-UNH-004 | Penthouse Unit Heater #4 |  |  | 155-00601.00 |  | 1
| Modine |  | HS86501 | 050132974710
| W838103 |  | PM - Unit/Space Heater | 1 | Year | 2016-10-01
155-UNH-005 | Boiler Rm Unit Heater #1 |  |  | 155-00601.00 |  | 1
| W838103 |  | PM - Unit/Space Heater | 1 | Year | 2016-10-01
155-UNH-006 | Boiler Rm Unit Heater #2 |  |  | 155-00601.00 |  | 1
| W838103 |  | PM - Unit/Space Heater | 1 | Year | 2016-10-01
155-UNH-007 | Unit Heater (Stairwell Heaters) |  |  | 155-STRWELL |  | 1
| W838103 |  | PM - Unit/Space Heater | 1 | Year | 2016-10-01
155-UNH-008 | Unit Heater (Stairwell Heaters) |  |  | 155-STRWELL |  | 1
| W838103 |  | PM - Unit/Space Heater | 1 | Year | 2016-10-01
155-UNH-009 | Unit Heater (Stairwell Heaters) |  |  | 155-STRWELL |  | 1
| W838103 |  | PM - Unit/Space Heater | 1 | Year | 2016-10-01
155-UNH-010 | Unit Heater (Stairwell Heaters) |  |  | 155-STRWELL |  | 1
| W838103 |  | PM - Unit/Space Heater | 1 | Year | 2016-10-01
155-UNH-011 | Unit Heater (Stairwell Heaters) |  |  | 155-STRWELL |  | 1
| W838103 |  | PM - Unit/Space Heater | 1 | Year | 2016-10-01
155-UNH-012 | Unit Heater (Stairwell Heaters) |  |  | 155-STRWELL |  | 1
| W838103 |  | PM - Unit/Space Heater | 1 | Year | 2016-10-01
155-UNH-013 | Unit Heater (Stairwell Heaters) |  |  | 155-STRWELL |  | 1
| W838103 |  | PM - Unit/Space Heater | 1 | Year | 2016-10-01
155-UNH-014 | Unit Heater (Stairwell Heaters) |  |  | 155-STRWELL |  | 1
| W838103 |  | PM - Unit/Space Heater | 1 | Year | 2016-10-01
155-UNH-015 | Vestibule Unit Heater #1 |  |  | 155-00187.13 |  | 1
F1-1050-04 (Mestek Inc)
| W838103 |  | PM - Unit/Space Heater | 1 | Year | 2016-10-01
155-UNH-016 | Vestibule Unit Heater #2 |  |  | 155-00187.14 |  | 1
F1-1050-04 (Mestek Inc)
| W838103 |  | PM - Unit/Space Heater | 1 | Year | 2016-10-01
166-UNH-001 | Unit Heater 1, Penthouse |  |  | 166-PENTHOUSE |  | 1
| Modine |  | HS-47
| W838103 |  | PM - Unit/Space Heater | 1 | Year | 2016-10-01
166-UNH-002 | Unit Heater 2, Penthouse |  |  | 166-PENTHOUSE |  | 1
| Modine |  | HS-47
| W838103 |  | PM - Unit/Space Heater | 1 | Year | 2016-10-01
166-UNH-003 | Unit Heater 3, Mechanical Room |  |  | 166-01074.00 |  | 1
| Modine |  | HS-63L
| W838103 |  | PM - Unit/Space Heater | 1 | Year | 2016-10-01
166-UNH-004 | Unit Heater 4, 2nd Floor Plenum |  |  | 166-PLENUM |  | 1
| Modine |  | HS18L
| W838103 |  | PM - Unit/Space Heater | 1 | Year | 2016-10-01
166-UNH-005 | Unit Heater 5, 2nd Floor Plenum |  |  | 166-PLENUM |  | 1
| Modine |  | HS18L
| W838103 |  | PM - Unit/Space Heater | 1 | Year | 2016-10-01
166-UNH-006 | Unit Heater 6, 2nd Floor Plenum |  |  | 166-PLENUM |  | 1
| Modine |  | HS18L
| W838103 |  | PM - Unit/Space Heater | 1 | Year | 2016-10-01
166-UNH-007 | Unit Heater 7, 2nd Floor Plenum |  |  | 166-PLENUM |  | 1
| Modine |  | HS18L
| W838103 |  | PM - Unit/Space Heater | 1 | Year | 2016-10-01
166-UNH-008 | Boiler Room Unit Heater #1 |  |  | 166-03195.00
| Sterling/Alton |  | HS-072 | B07726808003001
| W838103 |  | PM - Unit/Space Heater | 1 | Year | 2016-10-01
166-UNH-009 | Boiler Room Heater #2 |  |  | 166-03195.00
| Sterling/Alton |  | VS-077 | B07726808004001
| W838103 |  | PM - Unit/Space Heater | 1 | Year | 2016-10-01
166-UNH-010 | Boiler Room Unit Heater #3 |  |  | 166-03195.00
| Sterling/Alton |  | HS-072 | B0772680800600Z
| W838103 |  | PM - Unit/Space Heater | 1 | Year | 2016-10-01
167-UNH-001 | Unit Heater 1 |  |  | 167-01024.00 |  | 1
|  |  | LH46A006H | 589M90552
| W838103 |  | PM - Unit/Space Heater | 1 | Year | 2016-10-01
193-UNH-001 | Trane Unit Heater |  |  | 193-Building |  | 1
Trane.
| W838103 |  | PM - Unit/Space Heater | 1 | Year | 2016-09-19
193-UNH-002 | Modine Unit Heater |  |  | 193-BOILER RM |  | 1
Modine
| W838103 |  | PM - Unit/Space Heater | 1 | Year | 2016-09-19
193-UNH-003 | Osterling Unit Heater |  |  | 193-ENG. |  | 1
Osterling
| W838103 |  | PM - Unit/Space Heater | 1 | Year | 2016-09-19
195-UNH-001 | Ceiling Unit Heater (Custodial Stockroom) |  |  | 195-STOCKROOM |  | 1
| Bryant |  | 150337 | A #8K14636
| W838103 |  | PM - Unit/Space Heater | 1 | Year | 2016-10-01
195-UNH-002 | Ceiling Unit Heater (Foundry) |  |  | 195-FOUNDRY |  | 1
Modine
| W838103 |  | PM - Unit/Space Heater | 1 | Year | 2016-10-01
195-UNH-003 | Ceiling Unit Heater (Foundry) |  |  | 195-FOUNDRY |  | 1
Modine
| W838103 |  | PM - Unit/Space Heater | 1 | Year | 2016-10-01
195-UNH-004 | Ceiling Unit Heater (Foundry) |  |  | 195-FOUNDRY |  | 1
Modine
| W838103 |  | PM - Unit/Space Heater | 1 | Year | 2016-10-01
195-UNH-005 | Luxaire Ceiling Unit Heater (Foundry) |  |  | 195-FOUNDRY |  | 1
Luxaire
| W838103 |  | PM - Unit/Space Heater | 1 | Year | 2016-10-01
217-UNH-001 | Unit Heater - Gas Fired |  |  |  |  | 1
AAON
217-UNH-002 | Unit Heater - Gas Fired |  |  |  |  | 1
AAON
217-UNH-003 | Unit Heater - Gas Fired |  |  |  |  | 1
AAON
217-UNH-004 | Unit Heater - Gas Fired |  |  |  |  | 1
AAON
217-UNH-005 | Pipe Heater (Gas) - Rear Bay Area |  |  |  |  | 1
217-UNH-006 | Pipe Heater (Gas) - Rear Bay Area |  |  |  |  | 1
217-UNH-007 | Pipe Heater (Gas) - Rear Bay Area |  |  |  |  | 1
217-UNH-008 | Pipe Heater (Gas) - Rear Bay Area |  |  |  |  | 1
217-UNH-009 | Pipe Heater (Gas) - Rear Bay Area |  |  |  |  | 1
217-UNH-010 | Pipe Heater (Gas) - Rear Bay Area |  |  |  |  | 1
504-CUNH-001 | UNIT HEATER |  |  | 504-00100.00
| Berko |  | CUH3-2201-0
504-CUNH-002 | UNIT HEATER |  |  | 504-00190.02
| Berko |  | CUH3-2201-0
504-CUNH-003 | UNIT HEATER |  |  | 504-00190.01
| Berko |  | CUH3-2201-0
504-CUNH-004 | UNIT HEATER
| Berko |  | CUH3-2201-0
504-CUNH-005 | UNIT HEATER |  |  | 504-00290.02
| Berko |  | CUH3-2201-0
504-CUNH-006 | UNIT HEATER |  |  | 504-00290.01
| Berko |  | CUH3-2201-0
504-CUNH-007 | UNIT HEATER |  |  | 504-00390.02
| Berko |  | CUH3-2201-0
504-CUNH-008 | UNIT HEATER |  |  | 504-00390.01
| Berko |  | CUH3-2201-0
504-CUNH-009 | UNIT HEATER |  |  | 504-00490.02
| Berko |  | CUH3-2201-0
504-CUNH-010 | UNIT HEATER |  |  | 504-00490.01
| Berko |  | CUH3-2201-0
504-CUNH-011 | UNIT HEATER |  |  | 504-00126.00
| Berko |  | CUH3-2201-0
504-CUNH-012 | UNIT HEATER |  |  | 504-00128.00
| Berko |  | CUH3-2201-0
509-UNH-001 | Unit Heater, SW Vestibule |  |  |  |  | 1
| W838103 |  | PM - Unit/Space Heater | 1 | Year | 2016-09-19
509-UNH-002 | Unit Heater, W Vestibule |  |  |  |  | 1
| W838103 |  | PM - Unit/Space Heater | 1 | Year | 2016-09-19
509-UNH-003 | Unit Heater, N Vestibule |  |  |  |  | 1
| W838103 |  | PM - Unit/Space Heater | 1 | Year | 2016-09-19
509-UNH-004 | Unit Heater, NE Vestibule |  |  |  |  | 1
| W838103 |  | PM - Unit/Space Heater | 1 | Year | 2016-09-19
509-UNH-005 | Unit Heater, SE Vestibule |  |  |  |  | 1
| W838103 |  | PM - Unit/Space Heater | 1 | Year | 2016-09-19
603-UNH-001 | Unit Heater |  |  | 603-06000.00 |  | 1
| Trane. |  | UH8A07088EAAIT00000000 | cCOOF49080
| W838103 |  | PM - Unit/Space Heater | 1 | Year | 2016-09-19
603-UNH-002 | Unit Heater |  |  | 603-06000.00 |  | 1
| Trane. |  | UH8A07088EAAIT00000000 | C00F49084
| W838103 |  | PM - Unit/Space Heater | 1 | Year | 2016-09-19
603-UNH-003 | Unit Heater |  |  | 603-06000.00 |  | 1
| Trane. |  | UH8A07088EAAIT00000000 | COOF49082
| W838103 |  | PM - Unit/Space Heater | 1 | Year | 2016-09-19
603-UNH-004 | Unit Heater |  |  | 603-06000.00 |  | 1
| Trane. |  | UH8A07088EAAIT00000000 | COOF48083
| W838103 |  | PM - Unit/Space Heater | 1 | Year | 2016-09-19
603-UNH-006 | Unit Heater |  |  | 603-00130.00 |  | 1
| Trane. |  | UH8A07088EAAIT00000000
| W838103 |  | PM - Unit/Space Heater | 1 | Year | 2016-09-19
603-UNH-007 | Unit Heater |  |  | 603-00130.00 |  | 1
| Trane. |  | UH8A07088EAAIT00000000
| W838103 |  | PM - Unit/Space Heater | 1 | Year | 2016-09-19
603-UNH-008 | Unit Heater |  |  | 603-00130.00 |  | 1
| Trane. |  | UH8A07088EAAIT00000000
| W838103 |  | PM - Unit/Space Heater | 1 | Year | 2016-09-19
603-UNH-009 | Unit Heater |  |  | 603-00130.00 |  | 1
| Trane. |  | UH8A07088EAAIT00000000
| W838103 |  | PM - Unit/Space Heater | 1 | Year | 2016-09-19
603-UNH-010 | Unit Heater |  |  | 603-00130.00 |  | 1
| Trane. |  | UH8A07088EAAIT00000000
| W838103 |  | PM - Unit/Space Heater | 1 | Year | 2016-09-19
629-UNH-005 | Vestibule Cabinet Unit Heater |  |  | 629-01101.00 |  | 1
629-UNH-006 | Boiler Rm Unit Heater |  |  | 629-01195.00 |  | 1
Total | [5 empty] | 203
Unit/Space Heaters
008-UNH-001 | Unit Heater 1 |  |  | 008-00800.00 |  | 2
008-UNH-002 | Unit Heater 2 |  |  | 008-00800.00 |  | 2
026-UNH-001 | Vestibule Heaters, 2 Units |  |  | 026-VESTIBULE |  | 2
| W838103 |  | PM - Unit/Space Heater | 1 | Year | 2016-10-01
036-UNH-001 | Vestibule Heater, 1 Unit |  |  | 036-VESTIBULE |  | 2
| W838103 |  | PM - Unit/Space Heater | 1 | Year | 2016-10-01
036-UNH-002 | Heating Fan, Overhang Fan |  |  | 036-00022.00 |  | 2
| W838103 |  | PM - Unit/Space Heater | 1 | Year | 2016-10-01
041-UNH-001 | Radiators |  |  |  |  | 2
060-UNH-001 | Garage Unit Heater 1 |  |  | 060-GARAGE |  | 2
060-UNH-002 | Garage Unit Heater 2 |  |  | 060-GARAGE |  | 2
060-UNH-003 | Garage Unit Heater 3 |  |  | 060-GARAGE |  | 2
060-UNH-004 | Basement Unit Heater |  |  | 060-BASEMENT |  | 2
Modine
060-UNH-005 | Stockroom Unit Heater 1 |  |  | 060-STOCKROOM |  | 2
060-UNH-006 | Stockroom Unit Heater 2 |  |  | 060-STOCKROOM |  | 2
060-UNH-007 | Stockroom Unit Heater 3 |  |  | 060-STOCKROOM |  | 2
060-UNH-008 | Stockroom Unit Heater 4 |  |  | 060-STOCKROOM |  | 2
060-UNH-009 | Carpenter Shop Unit Heater |  |  | 060-CARPENTER |  | 2
060-UNH-010 | Carpenter Shop Unit Heater |  |  | 060-CARPENTER |  | 2
060-UNH-011 | Sheet Metal Unit Heater |  |  | 060-SHEET MET |  | 2
060-UNH-012 | Paint Shop Unit Heater |  |  | 060-PAINT SHP |  | 2
060-UNH-013 | Pipefitter Shop Unit Heater |  |  | 060-PIPE SHOP |  | 2
060-UNH-014 | 3rd Floor Unit Heater |  |  | 060-3RD FLOOR |  | 2
060-UNH-015 | Electrician Shop Unit Heater |  |  | 060-ELEC SHOP |  | 2
078-UNH-001 | Unit/Space Heater, Field Maintenance Office |  |  |  |  | 2
085-UNH-001 | Unit Heater |  |  |  |  | 2
085-UNH-002 | Unit Heater |  |  |  |  | 2
085-UNH-003 | Unit Heater |  |  |  |  | 2
085-UNH-004 | Unit Heater |  |  |  |  | 2
085-UNH-005 | Unit Heater, Cabinet |  |  |  |  | 2
085-UNH-006 | Unit Heater, Cabinet |  |  |  |  | 2
085-UNH-007 | Unit Heater, Cabinet |  |  |  |  | 2
085-UNH-008 | Unit Heater, Dock Area |  |  |  |  | 2
127-UNH-001 | Unit Heater |  |  | 127-00158.00 |  | 2
| Modine |  | PD200AE0132 | 39011012904-9671
127-UNH-002 | 12th Floor Unit Heater |  |  | 127-STAIRWAY |  | 2
134-UNH-1001 | Heating/Cooling Unit, Apartment 1001 |  |  | 134-01001.00 |  | 2
134-UNH-1002 | Heating/Cooling Unit, Apartment 1002 |  |  | 134-01002.00 |  | 2
134-UNH-1003 | Heating/Cooling Unit, Apartment 1003 |  |  | 134-01003.00 |  | 2
134-UNH-1004 | Heating/Cooling Unit, Apartment 1004 |  |  | 134-01004.00 |  | 2
134-UNH-1005 | Heating/Cooling Unit, Apartment 1005 |  |  | 134-01005.00 |  | 2
134-UNH-1006 | Heating/Cooling Unit, Apartment 1006 |  |  | 134-01006.00 |  | 2
134-UNH-1007 | Heating/Cooling Unit, Apartment 1007 |  |  | 134-01007.00 |  | 2
134-UNH-1008 | Heating/Cooling Unit, Apartment 1008 |  |  | 134-01008.00 |  | 2
134-UNH-1009 | Heating/Cooling Unit, Apartment 1009 |  |  | 134-01009.00 |  | 2
134-UNH-1010 | Heating/Cooling Unit, Apartment 1010 |  |  | 134-01010.00 |  | 2
134-UNH-1011 | Heating/Cooling Unit, Apartment 1011 |  |  | 134-01011.00 |  | 2
134-UNH-1012 | Heating/Cooling Unit, Apartment 1012 |  |  | 134-01012.00 |  | 2
134-UNH-1013 | Heating/Cooling Unit, Apartment 1013 |  |  | 134-01013.00 |  | 2
134-UNH-1014 | Heating/Cooling Unit, Apartment 1014 |  |  | 134-01014.00 |  | 2
134-UNH-1015 | Heating/Cooling Unit, Apartment 1015 |  |  | 134-01015.00 |  | 2
134-UNH-1016 | Heating/Cooling Unit, Apartment 1016 |  |  | 134-01016.00 |  | 2
134-UNH-1017 | Heating/Cooling Unit, Apartment 1017 |  |  | 134-01017.00 |  | 2
134-UNH-1018 | Heating/Cooling Unit, Apartment 1018 |  |  | 134-01018.00 |  | 2
134-UNH-1101 | Heating/Cooling Unit, Apartment 1101 |  |  | 134-01101.00 |  | 2
134-UNH-1102 | Heating/Cooling Unit, Apartment 1102 |  |  | 134-01102.00 |  | 2
134-UNH-1103 | Heating/Cooling Unit, Apartment 1103 |  |  | 134-01103.00 |  | 2
134-UNH-1104 | Heating/Cooling Unit, Apartment 1104 |  |  | 134-01104.00 |  | 2
134-UNH-1105 | Heating/Cooling Unit, Apartment 1105 |  |  | 134-01105.00 |  | 2
134-UNH-1106 | Heating/Cooling Unit, Apartment 1106 |  |  | 134-01106.00 |  | 2
134-UNH-1107 | Heating/Cooling Unit, Apartment 1107 |  |  | 134-01107.00 |  | 2
134-UNH-1108 | Heating/Cooling Unit, Apartment 1108 |  |  | 134-01108.00 |  | 2
134-UNH-1109 | Heating/Cooling Unit, Apartment 1109 |  |  | 134-01109.00 |  | 2
134-UNH-1110 | Heating/Cooling Unit, Apartment 1110 |  |  | 134-01110.00 |  | 2
134-UNH-1111 | Heating/Cooling Unit, Apartment 1111 |  |  | 134-01111.00 |  | 2
134-UNH-1112 | Heating/Cooling Unit, Apartment 1112 |  |  | 134-01112.00 |  | 2
134-UNH-1113 | Heating/Cooling Unit, Apartment 1113 |  |  | 134-01113.00 |  | 2
134-UNH-1114 | Heating/Cooling Unit, Apartment 1114 |  |  | 134-01114.00 |  | 2
134-UNH-1115 | Heating/Cooling Unit, Apartment 1115 |  |  | 134-01115.00 |  | 2
134-UNH-1116 | Heating/Cooling Unit, Apartment 1116 |  |  | 134-01116.00 |  | 2
134-UNH-1117 | Heating/Cooling Unit, Apartment 1117 |  |  | 134-01117.00 |  | 2
134-UNH-1118 | Heating/Cooling Unit, Apartment 1118 |  |  | 134-01118.00 |  | 2
134-UNH-1201 | Heating/Cooling Unit, Apartment 1201 |  |  | 134-01201.00 |  | 2
134-UNH-1202 | Heating/Cooling Unit, Apartment 1202 |  |  | 134-01202.00 |  | 2
134-UNH-1203 | Heating/Cooling Unit, Apartment 1203 |  |  | 134-01203.00 |  | 2
134-UNH-1204 | Heating/Cooling Unit, Apartment 1204 |  |  | 134-01204.00 |  | 2
134-UNH-1205 | Heating/Cooling Unit, Apartment 1205 |  |  | 134-01205.00 |  | 2
134-UNH-1206 | Heating/Cooling Unit, Apartment 1206 |  |  | 134-01206.00 |  | 2
134-UNH-1207 | Heating/Cooling Unit, Apartment 1207 |  |  | 134-01207.00 |  | 2
134-UNH-1208 | Heating/Cooling Unit, Apartment 1208 |  |  | 134-01208.00 |  | 2
134-UNH-1209 | Heating/Cooling Unit, Apartment 1209 |  |  | 134-01209.00 |  | 2
134-UNH-1210 | Heating/Cooling Unit, Apartment 1210 |  |  | 134-01210.00 |  | 2
134-UNH-1211 | Heating/Cooling Unit, Apartment 1211 |  |  | 134-01211.00 |  | 2
134-UNH-1212 | Heating/Cooling Unit, Apartment 1212 |  |  | 134-01212.00 |  | 2
134-UNH-1213 | Heating/Cooling Unit, Apartment 1213 |  |  | 134-01213.00 |  | 2
134-UNH-1214 | Heating/Cooling Unit, Apartment 1214 |  |  | 134-01214.00 |  | 2
134-UNH-1215 | Heating/Cooling Unit, Apartment 1215 |  |  | 134-01215.00 |  | 2
134-UNH-1216 | Heating/Cooling Unit, Apartment 1216 |  |  | 134-01216.00 |  | 2
134-UNH-1217 | Heating/Cooling Unit, Apartment 1217 |  |  | 134-01217.00 |  | 2
134-UNH-1218 | Heating/Cooling Unit, Apartment 1218 |  |  | 134-01218.00 |  | 2
134-UNH-1301 | Heating/Cooling Unit, Apartment 1301 |  |  | 134-01301.00 |  | 2
134-UNH-1302 | Heating/Cooling Unit, Apartment 1302 |  |  | 134-01302.00 |  | 2
134-UNH-1303 | Heating/Cooling Unit, Apartment 1303 |  |  | 134-01303.00 |  | 2
134-UNH-1304 | Heating/Cooling Unit, Apartment 1304 |  |  | 134-01304.00 |  | 2
134-UNH-1305 | Heating/Cooling Unit, Apartment 1305 |  |  | 134-01305.00 |  | 2
134-UNH-1306 | Heating/Cooling Unit, Apartment 1306 |  |  | 134-01306.00 |  | 2
134-UNH-1307 | Heating/Cooling Unit, Apartment 1307 |  |  | 134-01307.00 |  | 2
134-UNH-1308 | Heating/Cooling Unit, Apartment 1308 |  |  | 134-01308.00 |  | 2
134-UNH-1309 | Heating/Cooling Unit, Apartment 1309 |  |  | 134-01309.00 |  | 2
134-UNH-1310 | Heating/Cooling Unit, Apartment 1310 |  |  | 134-01310.00 |  | 2
134-UNH-1311 | Heating/Cooling Unit, Apartment 1311 |  |  | 134-01311.00 |  | 2
134-UNH-1312 | Heating/Cooling Unit, Apartment 1312 |  |  | 134-01312.00 |  | 2
134-UNH-1313 | Heating/Cooling Unit, Apartment 1313 |  |  | 134-01313.00 |  | 2
134-UNH-1314 | Heating/Cooling Unit, Apartment 1314 |  |  | 134-01314.00 |  | 2
134-UNH-1315 | Heating/Cooling Unit, Apartment 1315 |  |  | 134-01315.00 |  | 2
134-UNH-1316 | Heating/Cooling Unit, Apartment 1316 |  |  | 134-01316.00 |  | 2
134-UNH-1317 | Heating/Cooling Unit, Apartment 1317 |  |  | 134-01317.00 |  | 2
134-UNH-1318 | Heating/Cooling Unit, Apartment 1318 |  |  | 134-01318.00 |  | 2
134-UNH-1401 | Heating/Cooling Unit, Apartment 1401 |  |  | 134-01401.00 |  | 2
134-UNH-1402 | Heating/Cooling Unit, Apartment 1402 |  |  | 134-01402.00 |  | 2
134-UNH-1403 | Heating/Cooling Unit, Apartment 1403 |  |  | 134-01403.00 |  | 2
134-UNH-1404 | Heating/Cooling Unit, Apartment 1404 |  |  | 134-01404.00 |  | 2
134-UNH-1405 | Heating/Cooling Unit, Apartment 1405 |  |  | 134-01405.00 |  | 2
134-UNH-1406 | Heating/Cooling Unit, Apartment 1406 |  |  | 134-01406.00 |  | 2
134-UNH-1407 | Heating/Cooling Unit, Apartment 1407 |  |  | 134-01407.00 |  | 2
134-UNH-1408 | Heating/Cooling Unit, Apartment 1408 |  |  | 134-01408.00 |  | 2
134-UNH-1409 | Heating/Cooling Unit, Apartment 1409 |  |  | 134-01409.00 |  | 2
134-UNH-1410 | Heating/Cooling Unit, Apartment 1410 |  |  | 134-01410.00 |  | 2
134-UNH-1411 | Heating/Cooling Unit, Apartment 1411 |  |  | 134-01411.00 |  | 2
134-UNH-1412 | Heating/Cooling Unit, Apartment 1412 |  |  | 134-01412.00 |  | 2
134-UNH-1413 | Heating/Cooling Unit, Apartment 1413 |  |  | 134-01413.00 |  | 2
134-UNH-1414 | Heating/Cooling Unit, Apartment 1414 |  |  | 134-01414.00 |  | 2
134-UNH-1415 | Heating/Cooling Unit, Apartment 1415 |  |  | 134-01415.00 |  | 2
134-UNH-1416 | Heating/Cooling Unit, Apartment 1416 |  |  | 134-01416.00 |  | 2
134-UNH-1417 | Heating/Cooling Unit, Apartment 1417 |  |  | 134-01417.00 |  | 2
134-UNH-1418 | Heating/Cooling Unit, Apartment 1418 |  |  | 134-01418.00 |  | 2
134-UNH-1501 | Heating/Cooling Unit, Apartment 1501 |  |  | 134-01501.00 |  | 2
134-UNH-1502 | Heating/Cooling Unit, Apartment 1502 |  |  | 134-01502.00 |  | 2
134-UNH-1503 | Heating/Cooling Unit, Apartment 1503 |  |  | 134-01503.00 |  | 2
134-UNH-1504 | Heating/Cooling Unit, Apartment 1504 |  |  | 134-01504.00 |  | 2
134-UNH-1505 | Heating/Cooling Unit, Apartment 1505 |  |  | 134-01505.00 |  | 2
134-UNH-1506 | Heating/Cooling Unit, Apartment 1506 |  |  | 134-01506.00 |  | 2
134-UNH-1507 | Heating/Cooling Unit, Apartment 1507 |  |  | 134-01507.00 |  | 2
134-UNH-1508 | Heating/Cooling Unit, Apartment 1508 |  |  | 134-01508.00 |  | 2
134-UNH-1509 | Heating/Cooling Unit, Apartment 1509 |  |  | 134-01509.00 |  | 2
134-UNH-1510 | Heating/Cooling Unit, Apartment 1510 |  |  | 134-01510.00 |  | 2
134-UNH-1511 | Heating/Cooling Unit, Apartment 1511 |  |  | 134-01511.00 |  | 2
134-UNH-1512 | Heating/Cooling Unit, Apartment 1512 |  |  | 134-01512.00 |  | 2
134-UNH-1513 | Heating/Cooling Unit, Apartment 1513 |  |  | 134-01513.00 |  | 2
134-UNH-1514 | Heating/Cooling Unit, Apartment 1514 |  |  | 134-01514.00 |  | 2
134-UNH-1515 | Heating/Cooling Unit, Apartment 1515 |  |  | 134-01515.00 |  | 2
134-UNH-1516 | Heating/Cooling Unit, Apartment 1516 |  |  | 134-01516.00 |  | 2
134-UNH-1517 | Heating/Cooling Unit, Apartment 1517 |  |  | 134-01517.00 |  | 2
134-UNH-1518 | Heating/Cooling Unit, Apartment 1518 |  |  | 134-01518.00 |  | 2
134-UNH-201 | Heating/Cooling Unit, Apartment 201 |  |  | 134-00201.00 |  | 2
134-UNH-202 | Heating/Cooling Unit, Apartment 202 |  |  | 134-00202.00 |  | 2
134-UNH-203 | Heating/Cooling Unit, Apartment 203 |  |  | 134-00203.00 |  | 2
134-UNH-204 | Heating/Cooling Unit, Apartment 204 |  |  | 134-00204.00 |  | 2
134-UNH-205 | Heating/Cooling Unit, Apartment 205 |  |  | 134-00205.00 |  | 2
134-UNH-206 | Heating/Cooling Unit, Apartment 206 |  |  | 134-00206.00 |  | 2
134-UNH-207 | Heating/Cooling Unit, Apartment 207 |  |  | 134-00207.00 |  | 2
134-UNH-208 | Heating/Cooling Unit, Apartment 208 |  |  | 134-00208.00 |  | 2
134-UNH-209 | Heating/Cooling Unit, Apartment 209 |  |  | 134-00209.00 |  | 2
134-UNH-210 | Heating/Cooling Unit, Apartment 210 |  |  | 134-00210.00 |  | 2
134-UNH-211 | Heating/Cooling Unit, Apartment 211 |  |  | 134-00211.00 |  | 2
134-UNH-212 | Heating/Cooling Unit, Apartment 212 |  |  | 134-00212.00 |  | 2
134-UNH-213 | Heating/Cooling Unit, Apartment 213 |  |  | 134-00213.00 |  | 2
134-UNH-214 | Heating/Cooling Unit, Apartment 214 |  |  | 134-00214.00 |  | 2
134-UNH-215 | Heating/Cooling Unit, Apartment 215 |  |  | 134-00215.00 |  | 2
134-UNH-216 | Heating/Cooling Unit, Apartment 216 |  |  | 134-00216.00 |  | 2
134-UNH-217 | Heating/Cooling Unit, Apartment 217 |  |  | 134-00217.00 |  | 2
134-UNH-218 | Heating/Cooling Unit, Apartment 218 |  |  | 134-00218.00 |  | 2
134-UNH-301 | Heating/Cooling Unit, Apartment 301 |  |  | 134-00301.00 |  | 2
134-UNH-302 | Heating/Cooling Unit, Apartment 302 |  |  | 134-00302.00 |  | 2
134-UNH-303 | Heating/Cooling Unit, Apartment 303 |  |  | 134-00303.00 |  | 2
134-UNH-304 | Heating/Cooling Unit, Apartment 304 |  |  | 134-00304.00 |  | 2
134-UNH-305 | Heating/Cooling Unit, Apartment 305 |  |  | 134-00305.00 |  | 2
134-UNH-306 | Heating/Cooling Unit, Apartment 306 |  |  | 134-00306.00 |  | 2
134-UNH-307 | Heating/Cooling Unit, Apartment 307 |  |  | 134-00307.00 |  | 2
134-UNH-308 | Heating/Cooling Unit, Apartment 308 |  |  | 134-00308.00 |  | 2
134-UNH-309 | Heating/Cooling Unit, Apartment 309 |  |  | 134-00309.00 |  | 2
134-UNH-310 | Heating/Cooling Unit, Apartment 310 |  |  | 134-00310.00 |  | 2
134-UNH-311 | Heating/Cooling Unit, Apartment 311 |  |  | 134-00311.00 |  | 2
134-UNH-312 | Heating/Cooling Unit, Apartment 312 |  |  | 134-00312.00 |  | 2
134-UNH-313 | Heating/Cooling Unit, Apartment 313 |  |  | 134-00313.00 |  | 2
134-UNH-314 | Heating/Cooling Unit, Apartment 314 |  |  | 134-00314.00 |  | 2
134-UNH-315 | Heating/Cooling Unit, Apartment 315 |  |  | 134-00315.00 |  | 2
134-UNH-316 | Heating/Cooling Unit, Apartment 316 |  |  | 134-00316.00 |  | 2
134-UNH-317 | Heating/Cooling Unit, Apartment 317 |  |  | 134-00317.00 |  | 2
134-UNH-318 | Heating/Cooling Unit, Apartment 318 |  |  | 134-00318.00 |  | 2
134-UNH-401 | Heating/Cooling Unit, Apartment 401 |  |  | 134-00401.00 |  | 2
134-UNH-402 | Heating/Cooling Unit, Apartment 402 |  |  | 134-00402.00 |  | 2
134-UNH-403 | Heating/Cooling Unit, Apartment 403 |  |  | 134-00403.00 |  | 2
134-UNH-404 | Heating/Cooling Unit, Apartment 404 |  |  | 134-00404.00 |  | 2
134-UNH-405 | Heating/Cooling Unit, Apartment 405 |  |  | 134-00405.00 |  | 2
134-UNH-406 | Heating/Cooling Unit, Apartment 406 |  |  | 134-00406.00 |  | 2
134-UNH-407 | Heating/Cooling Unit, Apartment 407 |  |  | 134-00407.00 |  | 2
134-UNH-408 | Heating/Cooling Unit, Apartment 408 |  |  | 134-00408.00 |  | 2
134-UNH-409 | Heating/Cooling Unit, Apartment 409 |  |  | 134-00409.00 |  | 2
134-UNH-410 | Heating/Cooling Unit, Apartment 410 |  |  | 134-00410.00 |  | 2
134-UNH-411 | Heating/Cooling Unit, Apartment 411 |  |  | 134-00411.00 |  | 2
134-UNH-412 | Heating/Cooling Unit, Apartment 412 |  |  | 134-00412.00 |  | 2
134-UNH-413 | Heating/Cooling Unit, Apartment 413 |  |  | 134-00413.00 |  | 2
134-UNH-414 | Heating/Cooling Unit, Apartment 414 |  |  | 134-00414.00 |  | 2
134-UNH-415 | Heating/Cooling Unit, Apartment 415 |  |  | 134-00415.00 |  | 2
134-UNH-416 | Heating/Cooling Unit, Apartment 416 |  |  | 134-00416.00 |  | 2
134-UNH-417 | Heating/Cooling Unit, Apartment 417 |  |  | 134-00417.00 |  | 2
134-UNH-418 | Heating/Cooling Unit, Apartment 418 |  |  | 134-00418.00 |  | 2
134-UNH-501 | Heating/Cooling Unit, Apartment 501 |  |  | 134-00501.00 |  | 2
134-UNH-502 | Heating/Cooling Unit, Apartment 502 |  |  | 134-00502.00 |  | 2
134-UNH-503 | Heating/Cooling Unit, Apartment 503 |  |  | 134-00503.00 |  | 2
134-UNH-504 | Heating/Cooling Unit, Apartment 504 |  |  | 134-00504.00 |  | 2
134-UNH-505 | Heating/Cooling Unit, Apartment 505 |  |  | 134-00505.00 |  | 2
134-UNH-506 | Heating/Cooling Unit, Apartment 506 |  |  | 134-00506.00 |  | 2
134-UNH-507 | Heating/Cooling Unit, Apartment 507 |  |  | 134-00507.00 |  | 2
134-UNH-508 | Heating/Cooling Unit, Apartment 508 |  |  | 134-00508.00 |  | 2
134-UNH-509 | Heating/Cooling Unit, Apartment 509 |  |  | 134-00509.00 |  | 2
134-UNH-510 | Heating/Cooling Unit, Apartment 510 |  |  | 134-00510.00 |  | 2
134-UNH-511 | Heating/Cooling Unit, Apartment 511 |  |  | 134-00511.00 |  | 2
134-UNH-512 | Heating/Cooling Unit, Apartment 512 |  |  | 134-00512.00 |  | 2
134-UNH-513 | Heating/Cooling Unit, Apartment 513 |  |  | 134-00513.00 |  | 2
134-UNH-514 | Heating/Cooling Unit, Apartment 514 |  |  | 134-00514.00 |  | 2
134-UNH-515 | Heating/Cooling Unit, Apartment 515 |  |  | 134-00515.00 |  | 2
134-UNH-516 | Heating/Cooling Unit, Apartment 516 |  |  | 134-00516.00 |  | 2
134-UNH-517 | Heating/Cooling Unit, Apartment 517 |  |  | 134-00517.00 |  | 2
134-UNH-518 | Heating/Cooling Unit, Apartment 518 |  |  | 134-00518.00 |  | 2
134-UNH-601 | Heating/Cooling Unit, Apartment 601 |  |  | 134-00601.00 |  | 2
134-UNH-602 | Heating/Cooling Unit, Apartment 602 |  |  | 134-00602.00 |  | 2
134-UNH-603 | Heating/Cooling Unit, Apartment 603 |  |  | 134-00603.00 |  | 2
134-UNH-604 | Heating/Cooling Unit, Apartment 604 |  |  | 134-00604.00 |  | 2
134-UNH-605 | Heating/Cooling Unit, Apartment 605 |  |  | 134-00605.00 |  | 2
134-UNH-606 | Heating/Cooling Unit, Apartment 606 |  |  | 134-00606.00 |  | 2
134-UNH-607 | Heating/Cooling Unit, Apartment 607 |  |  | 134-00607.00 |  | 2
134-UNH-608 | Heating/Cooling Unit, Apartment 608 |  |  | 134-00608.00 |  | 2
134-UNH-609 | Heating/Cooling Unit, Apartment 609 |  |  | 134-00609.00 |  | 2
134-UNH-610 | Heating/Cooling Unit, Apartment 610 |  |  | 134-00610.00 |  | 2
134-UNH-611 | Heating/Cooling Unit, Apartment 611 |  |  | 134-00611.00 |  | 2
134-UNH-612 | Heating/Cooling Unit, Apartment 612 |  |  | 134-00612.00 |  | 2
134-UNH-613 | Heating/Cooling Unit, Apartment 613 |  |  | 134-00613.00 |  | 2
134-UNH-614 | Heating/Cooling Unit, Apartment 614 |  |  | 134-00614.00 |  | 2
134-UNH-615 | Heating/Cooling Unit, Apartment 615 |  |  | 134-00615.00 |  | 2
134-UNH-616 | Heating/Cooling Unit, Apartment 616 |  |  | 134-00616.00 |  | 2
134-UNH-617 | Heating/Cooling Unit, Apartment 617 |  |  | 134-00617.00 |  | 2
134-UNH-618 | Heating/Cooling Unit, Apartment 618 |  |  | 134-00618.00 |  | 2
134-UNH-701 | Heating/Cooling Unit, Apartment 701 |  |  | 134-00701.00 |  | 2
134-UNH-702 | Heating/Cooling Unit, Apartment 702 |  |  | 134-00702.00 |  | 2
134-UNH-703 | Heating/Cooling Unit, Apartment 703 |  |  | 134-00703.00 |  | 2
134-UNH-704 | Heating/Cooling Unit, Apartment 704 |  |  | 134-00704.00 |  | 2
134-UNH-705 | Heating/Cooling Unit, Apartment 705 |  |  | 134-00705.00 |  | 2
134-UNH-706 | Heating/Cooling Unit, Apartment 706 |  |  | 134-00706.00 |  | 2
134-UNH-707 | Heating/Cooling Unit, Apartment 707 |  |  | 134-00707.00 |  | 2
134-UNH-708 | Heating/Cooling Unit, Apartment 708 |  |  | 134-00708.00 |  | 2
134-UNH-709 | Heating/Cooling Unit, Apartment 709 |  |  | 134-00709.00 |  | 2
134-UNH-710 | Heating/Cooling Unit, Apartment 710 |  |  | 134-00710.00 |  | 2
134-UNH-711 | Heating/Cooling Unit, Apartment 711 |  |  | 134-00711.00 |  | 2
134-UNH-712 | Heating/Cooling Unit, Apartment 712 |  |  | 134-00712.00 |  | 2
134-UNH-713 | Heating/Cooling Unit, Apartment 713 |  |  | 134-00713.00 |  | 2
134-UNH-714 | Heating/Cooling Unit, Apartment 714 |  |  | 134-00714.00 |  | 2
134-UNH-715 | Heating/Cooling Unit, Apartment 715 |  |  | 134-00715.00 |  | 2
134-UNH-716 | Heating/Cooling Unit, Apartment 716 |  |  | 134-00716.00 |  | 2
134-UNH-717 | Heating/Cooling Unit, Apartment 717 |  |  | 134-00717.00 |  | 2
134-UNH-718 | Heating/Cooling Unit, Apartment 718 |  |  | 134-00718.00 |  | 2
134-UNH-801 | Heating/Cooling Unit, Apartment 801 |  |  | 134-00801.00 |  | 2
134-UNH-802 | Heating/Cooling Unit, Apartment 802 |  |  | 134-00802.00 |  | 2
134-UNH-803 | Heating/Cooling Unit, Apartment 803 |  |  | 134-00803.00 |  | 2
134-UNH-804 | Heating/Cooling Unit, Apartment 804 |  |  | 134-00804.00 |  | 2
134-UNH-805 | Heating/Cooling Unit, Apartment 805 |  |  | 134-00805.00 |  | 2
134-UNH-806 | Heating/Cooling Unit, Apartment 806 |  |  | 134-00806.00 |  | 2
134-UNH-807 | Heating/Cooling Unit, Apartment 807 |  |  | 134-00807.00 |  | 2
134-UNH-808 | Heating/Cooling Unit, Apartment 808 |  |  | 134-00808.00 |  | 2
134-UNH-809 | Heating/Cooling Unit, Apartment 809 |  |  | 134-00809.00 |  | 2
134-UNH-810 | Heating/Cooling Unit, Apartment 810 |  |  | 134-00810.00 |  | 2
134-UNH-811 | Heating/Cooling Unit, Apartment 811 |  |  | 134-00811.00 |  | 2
134-UNH-812 | Heating/Cooling Unit, Apartment 812 |  |  | 134-00812.00 |  | 2
134-UNH-813 | Heating/Cooling Unit, Apartment 813 |  |  | 134-00813.00 |  | 2
134-UNH-814 | Heating/Cooling Unit, Apartment 814 |  |  | 134-00814.00 |  | 2
134-UNH-815 | Heating/Cooling Unit, Apartment 815 |  |  | 134-00815.00 |  | 2
134-UNH-816 | Heating/Cooling Unit, Apartment 816 |  |  | 134-00816.00 |  | 2
134-UNH-817 | Heating/Cooling Unit, Apartment 817 |  |  | 134-00817.00 |  | 2
134-UNH-818 | Heating/Cooling Unit, Apartment 818 |  |  | 134-00818.00 |  | 2
134-UNH-901 | Heating/Cooling Unit, Apartment 901 |  |  | 134-00901.00 |  | 2
134-UNH-902 | Heating/Cooling Unit, Apartment 902 |  |  | 134-00902.00 |  | 2
134-UNH-903 | Heating/Cooling Unit, Apartment 903 |  |  | 134-00903.00 |  | 2
134-UNH-904 | Heating/Cooling Unit, Apartment 904 |  |  | 134-00904.00 |  | 2
134-UNH-905 | Heating/Cooling Unit, Apartment 905 |  |  | 134-00905.00 |  | 2
134-UNH-906 | Heating/Cooling Unit, Apartment 906 |  |  | 134-00906.00 |  | 2
134-UNH-907 | Heating/Cooling Unit, Apartment 907 |  |  | 134-00907.00 |  | 2
134-UNH-908 | Heating/Cooling Unit, Apartment 908 |  |  | 134-00908.00 |  | 2
134-UNH-909 | Heating/Cooling Unit, Apartment 909 |  |  | 134-00909.00 |  | 2
134-UNH-910 | Heating/Cooling Unit, Apartment 910 |  |  | 134-00910.00 |  | 2
134-UNH-911 | Heating/Cooling Unit, Apartment 911 |  |  | 134-00911.00 |  | 2
134-UNH-912 | Heating/Cooling Unit, Apartment 912 |  |  | 134-00912.00 |  | 2
134-UNH-913 | Heating/Cooling Unit, Apartment 913 |  |  | 134-00913.00 |  | 2
134-UNH-914 | Heating/Cooling Unit, Apartment 914 |  |  | 134-00914.00 |  | 2
134-UNH-915 | Heating/Cooling Unit, Apartment 915 |  |  | 134-00915.00 |  | 2
134-UNH-916 | Heating/Cooling Unit, Apartment 916 |  |  | 134-00916.00 |  | 2
134-UNH-917 | Heating/Cooling Unit, Apartment 917 |  |  | 134-00917.00 |  | 2
134-UNH-918 | Heating/Cooling Unit, Apartment 918 |  |  | 134-00918.00 |  | 2
474-UNH-001 | Penthouse Unit Heater |  |  | 474-PENTHOUSE |  | 2
| W-S-AHU |  | PM - Semi Anunal Air Handling Unit Inspection | 6 | Month | 2010-05-07
501-UNH-001 | Electric Unit Heater 1 |  |  |  |  | 2
501-UNH-002 | Electric Unit Heater 2 |  |  |  |  | 2
501-UNH-003 | Electric Unit Heater 3 |  |  |  |  | 2
501-UNH-004 | Electric Unit Heater 4 |  |  |  |  | 2
501-UNH-005 | Electric Unit Heater 5 |  |  |  |  | 2
510-UNH-001 | Wall Unit Heater, 3 Heaters |  |  | 510-VESTIBULE |  | 2
| W838103 |  | PM - Unit/Space Heater | 1 | Year | 2016-10-01
612-UNH-001 | Unit Heater, SUH 21 |  |  | 612-03320.00 |  | 2
McQuay
612-UNH-002 | Unit Heater, SUH 22 |  |  | 612-03320.00 |  | 2
McQuay
637-UNH-001 | Unit Heater, 3rd Floor Mechanical |  |  | 637-3FL MECH |  | 2
Dunham-Bush
637-UNH-002 | Unit Heater, Garage Area |  |  | 637-GARAGE |  | 2
637-UNH-003 | Unit Heater, Garage Area |  |  | 637-GARAGE |  | 2
Total | [5 empty] | 296
Vacuum
048-AIR-002 | Lab Vacuum System Compressor |  |  | 048-00022.00 |  | 1
|  |  | WS015221 | H 4/15/2009 4316751-118
| W841202 |  | PM - Air Compressor, Reciprocating 5-40 H.P. | 6 | Month | 2016-07-01
Total | [5 empty] | 1
Vacuum Pump System
001-VPS-001 | Vacuum Pump on Absorber |  |  | 001-SUB B |  | 1
003-VPS-001 | Vacuum Pump |  |  | 003-00027.00 |  | 1
MD673
006-VPS-001 | Vacuum Pump 1, Lab |  |  | 006-00018.00 |  | 1
| W840151 |  | PM - Centrifugal Pump, over 1 H.P. | 1 | Year | 2016-07-01
006-VPS-002 | Vacuum Pump 2 |  |  | 006-00018.00 |  | 1
| W840151 |  | PM - Centrifugal Pump, over 1 H.P. | 1 | Year | 2016-07-01
065-VPS-001 | Vacuum Pump |  |  | 065-00411.00 |  | 1
| Bell & Gossett |  | 50D3-35 | QDP888 0375650
| W84070 |  | PM - Vacuum Pump | 6 | Month | 2016-08-01
089-VP-001** | Vacuum Pump 1 |  |  | 089-00180.00 |  | 1
Nash
| W84070 |  | PM - Vacuum Pump | 3 | Month | 2016-08-01
089-VP-002** | Vacuum Pump 2 |  |  | 089-00180.00 |  | 1
Nash
| W84070 |  | PM - Vacuum Pump | 3 | Month | 2016-05-01
089-VPS-001 | Vacuum System 1 |  |  | 089-00180.00 |  | 1
Nash
090-VPS-541 | EDC Vacuum Pump System |  |  | 090-04505.00 |  | 1
| Powerex |  | IVS075441 | 2/27/08-3898490-86
| W84070 |  | PM - Vacuum Pump | 6 | Month | 2016-09-01
629-VPS-001 | Vacuum Pump System 1 |  |  |  |  | 1
| Nash |  | 5BC 8-5/8 BF | 1454385
| W84070 |  | PM - Vacuum Pump | 6 | Month | 2016-09-01
992-VPS-001 | Vacuum Heating System, Vacuum Pump, G-26 |  |  | 992-G-26 |  | 1
132955
Total | [5 empty] | 11
Variable Frequency Drive
026-VFD-001 | CHWP-13 VFD For Purdy (ABB) |  |  | 026-00016.00
026-VFD-002 | CHWP 14 VFD For Purdy |  |  | 026-00016.00
026-VFD-003 | CHWP 15 VFD (Fitness Center) |  |  | 026-00016.00
026-VFD-004 | CHWP 16 VFD (Fitness center) |  |  | 026-00016.00
038-HWP-001-VFD | Hot Water Heating Pump VFD |  |  | 038-00010.00 |  | 0
| Seimens.. |  | 65E6436-2VC17-5AA0 | XAB728-003959
038-HWP-002-VFD | Hot Water Heating Pump VFD |  |  | 038-00010.00 |  | 0
| Seimens.. |  | 65E6436-2VC17-5AA0 | XAB728-003954
046-RAF-001-VF1 | Return Air Fan 1 VFD (ABB) |  |  | 046-00316.00 |  | 0
| Twin City Fan Blower |  | ACH40160612+GCCFY000 | 389140
048-AHU-001-VF1 | Air Handling Unit 1 Supply Fan VFD |  |  | 048-4TH FLOOR |  | 0
ACH 500 ABB Drive
048-AHU-001-VF2 | Air Handling Unit 1 Return Fan VFD |  |  | 048-4TH FLOOR |  | 0
ACH 500 ABB Drive
048-AHU-002-VF1 | Air Handling Unit 2 Supply Fan VFD |  |  | 048-4TH FLOOR |  | 0
ACH 500 ABB Drive
048-AHU-002-VF2 | Air Handling Unit 2 Return Fan VFD |  |  | 048-4TH FLOOR |  | 0
ACH 500 ABB Drive
048-AHU-003-VF1 | Air Handling Unit 3 Supply Fan VFD |  |  | 048-4TH FLOOR |  | 0
ACH 500 ABB Drive
048-AHU-003-VF2 | Air Handling Unit 3 Return Fan VFD |  |  | 048-4TH FLOOR |  | 0
ACH 500 ABB Drive
049-AHU-005-VF1 | Air Handling Unit 5 (K-1) Supply Fan VFD ABB Drive |  |  | 049-03284.00 |  | 0
|  |  | ACH 500 CARUH-015A-4+H358 | 2110201438
049-AHU-005-VF2 | Air Handling Unit 5 (K-1) Return Fan VFD ABB Drive |  |  | 049-03284.00 |  | 0
|  |  | ACH 500 CARUH-015A-4+H358 | 2110302135
062-VFD-001 | AHU-1 Supply Fan VFD |  |  | 062-01500.00
ACH501040400P2 (ABB)
062-VFD-002 | AHU-2 Supply Fan VFD |  |  | 062-02500.00
ACH501040400P2 (ABB)
062-VFD-003 | AHU-3 Supply Fan VFD |  |  | 062-03500.00
ACH501040400P2 (ABB)
062-VFD-004 | AHU-4 Relief Fan VFD |  |  | 062-04500.00
ACH501040400P2 (ABB)
062-VFD-005 | RAF-1 Relief Fan VFD |  |  | 062-01500.00
ACS 401600932 (ABB)
062-VFD-006 | RAF-2 Relief Fan VFD |  |  | 062-02500.00
ACS 401600932 (ABB)
062-VFD-007 | RAF-3 Relief Fan VFD |  |  | 062-03500.00
ACS401600932 (ABB)
062-VFD-008 | RAF-4 Relief Fan VFD |  |  | 062-04500.00
ACS401600932 (ABB)
089-VFD-001 | Variable Frequency Drive AHU 1 Supply Fan (Saftronics) |  |  | 089-06152.00
|  |  | RSGPV40755K1-1A | 344638
089-VFD-002 | Variable Frequency Drive AHU 1Exhaust Fan |  |  | 089-06152.00
Graham
089-VFD-004 | VFD AHU 2 Exhaust Fan |  |  | 089-06152.00
Graham
089-VFD-005 | VFD AHU 3 Supply Fan |  |  | 089-06149.00
| Graham |  | 1700
089-VFD-006 | VFD AHU 3 Exhaust Fan |  |  | 089-06149.00
| Graham |  | 1700
089-VFD-007 | VFD AHU 5 Supply Fan |  |  | 089-06149.00
| Seimens.. |  | VBE330.F123X | 6SE6436-2UD32-2DA0
089-VFD-008 | VFD AHU 5 Return Fan |  |  | 089-06149.00
| Seimens.. |  | VBE315.F1
090-CHWP-541-VF | EDC - Chilled Water Pump #1 VFD |  |  | 090-04505.00 |  | 0
090-CHWP-542-VF | EDC - Chilled Water Pump #2 VFD |  |  | 090-04505.00 |  | 0
090-CWP-543-VFD | EDC - Condenser Water Pump #1 VFD |  |  | 090-04505.00 |  | 0
090-CWP-544-VFD | EDC - Condenser Water Pump #2 VFD |  |  | 090-04505.00 |  | 0
090-ERP-541-VFD | EDC - Energy Recovery Pump #1 VFD |  |  | 090-04505.00 |  | 0
090-ERP-542-VFD | EDC - Energy Recovery Pump #2 VFD |  |  | 090-04505.00 |  | 0
090-HWP-541-VFD | EDC - Heating Hot Water Pump #1 VFD |  |  | 090-04505.00 |  | 0
090-HWP-542-VFD | EDC - Heating Hot Water Pump #2 VFD |  |  | 090-04505.00 |  | 0
090-MAU-541-VFD | EDC - Cleanroom Makeup Air Handling Unit SUPPLY FAN VFD |  |  | 090-04501.00 |  | 0
090-PWP-001-VFD | EDC - Primary Process Water Pump #1 VFD (Chilled Water Sys) |  |  | 090-04505.00 |  | 0
090-RAF-541-VFD | EDC - Cleanroom Return Fan System #1 VFD |  |  | 090-04501.00 |  | 0
090-RAF-542-VFD | EDC - Cleanroom Return Fan System #2 VFD |  |  | 090-04501.00 |  | 0
166-VFD-001 | Air Handeling Unit #1 VFD |  |  | 166-PENTHOUSE
| Releliance |  | VTAC7 | 016N050068-V-014
166-VFD-002 | Air Handeling Unit #2 VFD |  |  | 166-PENTHOUSE
| Releliance |  | VTAC7 | 016N050068-V-005-PY
Total | [5 empty] | 44
Walk In Cooler
006-WIC-416 | Walk in Cooler - 00416.01 |  |  | 006-00416.00 |  | 1
|  |  | KWRI-0100-TAC-100 | ET 00A07295
Total | [5 empty] | 1
Water Booster Pump
001-DWBP-001 | Water Booster Pump (Domestic) |  |  | 001-00002.00 |  | 1
| Bell & Gossett |  | 2AC 6.375 | 1949901
| W990006 |  | PM - Water Booster Pump | 1 | Year | 2016-01-01
001-DWBP-002 | Water Booster Pump (Domestic) |  |  | 001-00002.00 |  | 1
| Bell & Gossett |  | 2AC 6.375 | (Can't Read Data Plate)
| W990006 |  | PM - Water Booster Pump | 1 | Year | 2016-01-01
006-DWBP-001 | Domestic Water Booster 1 |  |  | 006-00020.00 |  | 1
| W840151 |  | PM - Centrifugal Pump, over 1 H.P. | 1 | Year | 2016-07-01
006-DWBP-002 | Domestic Water Booster 2 |  |  | 006-00020.00 |  | 1
| W840151 |  | PM - Centrifugal Pump, over 1 H.P. | 1 | Year | 2016-07-01
007-DWBP-001 | Domestic Water Booster 1 |  |  | 007-SB47 |  | 1
| RL Deppmann |  | 15 31-3AC-7BF | RLD21521F50
007-DWBP-002 | Domestic Water Booster 2 |  |  | 007-SB47 |  | 1
| RL Deppmann |  | 15 31-3AC-7BF | RLD21522F50
022-DWBP-001 | WATER BOOSTER PUMP 1 |  |  | 022-BSMNT 16 |  | 1
Chicago
022-DWBP-001** | Water Booster Pump 1 (Not in Service) |  |  | 022-BSMNT 16 |  | 1
Chicago
022-DWBP-002 | WATER BOOSTER PUMP 2 |  |  | 022-BSMNT 16 |  | 1
Chicago
022-DWBP-002** | Water Booster Pump 2 (Not in Service) |  |  | 022-BSMNT 16 |  | 1
Chicago
034-DWBP-001 | Domestic Water Booster Pump #1 |  |  | 034-401 |  | 1
Taco
| W990006 |  | PM - Water Booster Pump | 1 | Year | 2016-09-19
034-DWBP-002 | Domestic Water Booster Pump #2 |  |  | 034-401 |  | 1
Taco
| W990006 |  | PM - Water Booster Pump | 1 | Year | 2016-09-19
048-DWBP-001 | Domestic Water Booster Pump #1 |  |  | 048-00018.00 |  | 1
|  |  | 3X15X6 | S24194
| W990006 |  | PM - Water Booster Pump | 1 | Year | 2016-06-01
048-DWBP-002 | Domestic Water Booster Pump #2 |  |  | 048-00018.00 |  | 1
|  |  | 3X15X6 | S24195
| W990006 |  | PM - Water Booster Pump | 1 | Year | 2016-06-01
050-DWBP-001 | Lawn Sprinkler Water Booster Pump |  |  | 050-00011.00 |  | 1
| Sta Rite |  | JHD-62H
| W840151 |  | PM - Centrifugal Pump, over 1 H.P. | 1 | Year | 2016-03-15
060-DWBP-001 | Water Booster Pump |  |  | 060-BASEMENT |  | 1
Bell & Gossett
| W840151 |  | PM - Centrifugal Pump, over 1 H.P. | 1 | Year | 2016-07-01
062-DWBP-001 | City Water Booster Pump 1 |  |  | 062-01414.00 |  | 1
Bell & Gossett
| W840151 |  | PM - Centrifugal Pump, over 1 H.P. | 1 | Year | 2016-07-01
062-DWBP-002 | City Water Booster Pump 2 |  |  | 062-01414.00 |  | 1
| Bell & Gossett |  |  | 1930842
| W840151 |  | PM - Centrifugal Pump, over 1 H.P. | 1 | Year | 2016-07-01
065-DWBP-001 | Domestic Water Booster Pump |  |  | 065-00115.00 |  | 1
Bell & Gossett
| W840151 |  | PM - Centrifugal Pump, over 1 H.P. | 1 | Year | 2016-07-01
065-DWBP-002 | Domestic Water Booster |  |  | 065-00115.00 |  | 1
Bell & Gossett
| W840151 |  | PM - Centrifugal Pump, over 1 H.P. | 1 | Year | 2016-07-01
067-DWBP-001 | Domestic Water Booster Pump 1 (inoperable) |  |  | 067-00014.00 |  | 1
067-DWBP-002 | Domestic Water Booster Pump 2 |  |  | 067-00014.00 |  | 1
| W840151 |  | PM - Centrifugal Pump, over 1 H.P. | 1 | Year | 2016-07-01
071-DWBP-001 | Water Booster Pump 1 |  |  | 071-BASEMENT |  | 1
| W840151 |  | PM - Centrifugal Pump, over 1 H.P. | 1 | Year | 2016-05-01
071-DWBP-002 | Water Booster Pump 2 |  |  | 071-BASEMENT |  | 1
| W840151 |  | PM - Centrifugal Pump, over 1 H.P. | 1 | Year | 2016-05-01
071-DWBP-003 | Water Booster Pump 3 |  |  | 071-BASEMENT |  | 1
| W840151 |  | PM - Centrifugal Pump, over 1 H.P. | 1 | Year | 2016-05-01
082-DWBP-001 | Water Booster Pump 1 |  |  | 082-00101.00 |  | 1
| Bell & Gossett |  | 70E-2AA05CA3 | M2021C
| W840151 |  | PM - Centrifugal Pump, over 1 H.P. | 1 | Year | 2015-11-01
089-DWBP-001 | Domestic Water Booster Pump 1 |  |  | 089-00154.00 |  | 1
| Gould |  | 1.5 x 2 x 8 | 1910579
| W840151 |  | PM - Centrifugal Pump, over 1 H.P. | 1 | Year | 2016-07-01
089-DWBP-002 | Domestic Water Booster Pump 2 |  |  | 089-00154.00 |  | 1
| Gould |  | 1.5 x 2 x 8 | 1910580
| W840151 |  | PM - Centrifugal Pump, over 1 H.P. | 1 | Year | 2016-07-01
089-DWBP-003 | Domestic Water Booster Pump 3 |  |  | 089-00154.00 |  | 1
| Gould |  | 1.5 x 2 x 8 | 303382
| W840151 |  | PM - Centrifugal Pump, over 1 H.P. | 1 | Year | 2016-07-01
090-DWBP-001 | Domestic Water Booster Pump 1 (serves Lab and Office Wings) |  |  | 090-00346.00 |  | 1
| ITT AC PUMP |  | 150 /8100 | 1-40453-01-02
| W840151 |  | PM - Centrifugal Pump, over 1 H.P. | 1 | Year | 2014-02-15
090-DWBP-002 | Domestic Water Booster Pump 2 (serves Lab and Office Wings) |  |  | 090-00346.00 |  | 1
| ITT AC PUMP |  | 150 /8100 | 1-40453-01-01
| W840151 |  | PM - Centrifugal Pump, over 1 H.P. | 1 | Year | 2014-05-15
090-DWBP-003 | Domestic Water Booster Pump #3 (Boiler Plant MU Water) |  |  | 090-00346.00 |  | 1
| Bell & Gossett |  | 1531-BF-5.875 | M30008C-01-A70
| W840151 |  | PM - Centrifugal Pump, over 1 H.P. | 1 | Year | 2014-06-15
090-DWBP-004 | Domestic Water Booster Pump #3 (Boiler Plant MU Water) |  |  | 090-00346.00 |  | 1
| Bell & Gossett |  | 1531-BF-5.875 | M30008C-02-A70
| W840151 |  | PM - Centrifugal Pump, over 1 H.P. | 1 | Year | 2014-06-15
090-DWBP-005 | EDC - Domestic CITY Water Booster Pump #1 |  |  | 090-00520.00 |  | 1
| Canariis |  | DE-120-54
090-DWBP-006 | EDC - Domestic CITY Water Booster Pump #2 |  |  | 090-00520.00 |  | 1
| Canariis |  | DE-120-54
096-DWBP-001 | City Water Booster Pump 1 |  |  | 096-00530.00 |  | 1
| Bell & Gossett |  | 1-2AB | 2024093
| W990006 |  | PM - Water Booster Pump | 1 | Year | 2016-06-01
096-DWBP-002 | City Water Booster Pump 2 |  |  | 096-00530.00 |  | 1
| Bell & Gossett |  | 1-2AB | 2024092
| W990006 |  | PM - Water Booster Pump | 1 | Year | 2016-06-01
096-DWBP-002 | City Water Booster Pump 2 |  |  | 096-00530.00 |  | 1
| Bell & Gossett |  | 1-2AB | 2024092
| W990006 |  | PM - Water Booster Pump | 1 | Year | 2016-06-01
096-DWBP-003 | Clayton Valves for Booster Pumps |  |  | 096-00530.00 |  | 1
| W990019 |  | PM - Clayton Valves for Booster Pumps (UGL) | 1 | Year | 2016-06-06
096-DWBP-003 | Clayton Valves for Booster Pumps |  |  | 096-00530.00 |  | 1
| W990019 |  | PM - Clayton Valves for Booster Pumps (UGL) | 1 | Year | 2016-06-06
104-DWP-001 | Domestic Water Booster Pump |  |  | 104-00145.00 |  | 1
Baldor
104-DWP-002 | Domestic Water Booster Pump 2 |  |  | 104-00145.00 |  | 1
Baldor
104-DWP-003 | Domestic Water Booster Pump 3 |  |  | 104-00145.00 |  | 1
Baldor
115-DWP-001 | Domestic Water Booster Pump 1 |  |  | 115-00124.00 |  | 1
| Taco |  | CE1207
115-DWP-002 | Domestic Water Booster Pump 2 |  |  | 115-00124.00 |  | 1
| Taco |  | CE1507
115-DWP-003 | Domestic Water Booster Pump 3 |  |  | 115-00124.00 |  | 1
| Taco |  | CE1507
115-DWPS-001 | Domestic Water Booster Pump System |  |  | 115-00124.00 |  | 1
| Hydronic Modules |  | HBP300-2BT | 13750 02-02
127-DWBP-001 | Domestic Cold Water Booster Pump 1 |  |  | 127-00158.00 |  | 1
|  |  | R415 | DJ1051AM
127-DWBP-002 | Domestic Cold Water Booster Pump 2 |  |  | 127-00158.00 |  | 1
|  |  | R415 | DJ1051AM
127-DWBP-003 | Domestic Cold Water Booster Pump 3 |  |  | 127-00158.00 |  | 1
|  |  | R415 | DJ1051AM
130-DWBP-001 | Domestic Water Booster Pump 1 |  |  | 130-01077.10 |  | 1
| Taco |  | LP44324 | CPV-1630
| W840151 |  | PM - Centrifugal Pump, over 1 H.P. | 1 | Year | 2016-07-01
130-DWBP-002 | Domestic Water Booster Pump 2 |  |  | 130-01077.10 |  | 1
| Taco |  | LP44324 | CPV-1630
| W840151 |  | PM - Centrifugal Pump, over 1 H.P. | 1 | Year | 2016-07-01
134-DWBP-001 | Water Booster Pump 1 |  |  | 134-MECH ROOM |  | 1
| W990006 |  | PM - Water Booster Pump | 1 | Year | 2016-07-01
134-DWBP-002 | Water Booster Pump 2 |  |  | 134-MECH ROOM |  | 1
| W990006 |  | PM - Water Booster Pump | 1 | Year | 2016-07-01
134-DWBP-003 | Water Booster Pump 3 |  |  | 134-MECH ROOM |  | 1
| W990006 |  | PM - Water Booster Pump | 1 | Year | 2016-07-01
136-DWBP-001 | Domestic Cold Water Booster Pump 1 |  |  | 136-00060.00 |  | 1
| Magnatek |  | 6-360355-02 | CR155048-9
136-DWBP-002 | Domestic Cold Water Booster Pump 2 |  |  | 136-00060.00 |  | 1
| Magnatek |  | 6-360355-02 | CR
140-DWBP-001 | Water Booster Pump 1 |  |  | 140-00051.00 |  | 1
| Buffalo |  | 0lass.sl | 223898
| W840151 |  | PM - Centrifugal Pump, over 1 H.P. | 1 | Year | 2016-05-01
140-DWBP-002 | Water Booster Pump 2 |  |  | 140-00051.00 |  | 1
| Buffalo |  | 0lass.sl | 232898
| W840151 |  | PM - Centrifugal Pump, over 1 H.P. | 1 | Year | 2016-05-01
155-DWBP-001 | Water Booster Pump P1 (Domestic) |  |  | 155-BSMNT 1 |  | 1
| Canariis |  | DE-170-60-2VS | 04-0260
| W840151 |  | PM - Centrifugal Pump, over 1 H.P. | 1 | Year | 2016-05-01
155-DWBP-002 | Water Booster Pump P2 (Domestic) |  |  | 155-BSMNT 1 |  | 1
| Canariis |  | DE-170-60-2VS
| W840151 |  | PM - Centrifugal Pump, over 1 H.P. | 1 | Year | 2016-05-01
193-DWBP-001 | Booster Pump for Water Softener |  |  | 193-BOILER RM |  | 1
Bell & Gossett
| W840151 |  | PM - Centrifugal Pump, over 1 H.P. | 1 | Year | 2016-05-01
209-DWBP-001 | Domestic Water Booster Pump #1 (in Blr Rm) |  |  | 209-BLDG-Entire Building |  | 1
| W990006 |  | PM - Water Booster Pump | 1 | Year | 2016-06-01
209-DWBP-002 | Domestic Water Booster Pump #2 (in Blr Rm) |  |  | 209-BLDG-Entire Building |  | 1
| W990006 |  | PM - Water Booster Pump | 1 | Year | 2016-06-01
603-DWBP-001 | Water Booster Pump 1 |  |  | 603-00130.00 |  | 1
| Bell & Gossett |  | 1-1/2BC 7.25 BF | 1531M1620C
| W840151 |  | PM - Centrifugal Pump, over 1 H.P. | 1 | Year | 2016-05-01
603-DWBP-002 | Water Booster Pump 2 |  |  | 603-00130.00 |  | 1
| Bell & Gossett |  | missing label
| W840151 |  | PM - Centrifugal Pump, over 1 H.P. | 1 | Year | 2016-05-01
603-DWBP-003 | Water Booster Pump 3 |  |  | 603-00130.00 |  | 1
| Bell & Gossett |  | 1-1/2 BC 7.25 BF | 1531M16200
| W840151 |  | PM - Centrifugal Pump, over 1 H.P. | 1 | Year | 2016-05-01
608-DWBP-004 | Water Booster Pump 4 |  |  | 608-00069.00 |  | 1
| Bell & Gossett |  | D29 | 189034
| W840151 |  | PM - Centrifugal Pump, over 1 H.P. | 1 | Year | 2016-05-01
609-DWBP-001 | Domestic Water Booster Pump 1 |  |  | 609-B60 |  | 1
| Chicago |  | DPA3013 | 71-1077-1-H
| W840151 |  | PM - Centrifugal Pump, over 1 H.P. | 1 | Year | 2016-03-15
609-DWBP-002 | Domestic Water Booster Pump 2 |  |  | 609-B60 |  | 1
| Chicago |  | DPA3013 | 71-1078-1-H
| W840151 |  | PM - Centrifugal Pump, over 1 H.P. | 1 | Year | 2016-03-15
611-DWBP-001 | Water Booster Pump 1 |  |  |  |  | 1
| Bell & Gossett |  | 1510 2AC 5.5 BFSS | 2152103
| W840151 |  | PM - Centrifugal Pump, over 1 H.P. | 1 | Year | 2016-05-01
612-BWBP-001 | Boiler Water Booster Pump, BP1 |  |  | 612-00100.00 |  | 1
Baldor
612-BWBP-002 | Boiler Water Booster Pump, BP2 |  |  | 612-00100.00 |  | 1
Baldor
612-DWBP-001 | Domestic Water Booster Pump 1 |  |  | 612-00100.00 |  | 1
| ITT AC PUMP |  | 2000 Series | P3310
| W840151 |  | PM - Centrifugal Pump, over 1 H.P. | 1 | Year | 2016-05-01
612-DWBP-002 | Domestic Water Booster Pump 2 |  |  | 612-00100.00 |  | 1
| ITT AC PUMP |  | 2000 Series | AP0006
| W840151 |  | PM - Centrifugal Pump, over 1 H.P. | 1 | Year | 2016-05-01
612-DWBP-003 | Domestic Water Booster Pump 3 |  |  | 612-00100.00 |  | 1
| W840151 |  | PM - Centrifugal Pump, over 1 H.P. | 1 | Year | 2016-05-01
612-DWBP-020 | Domestic Water Booster Pump P20 |  |  | 612-00100.00 |  | 1
|  |  | PC 4806J | 380275 002
| W840151 |  | PM - Centrifugal Pump, over 1 H.P. | 1 | Year | 2016-05-01
612-DWBP-021 | Domestic Water Booster Pump P21 |  |  | 612-00100.00 |  | 1
|  |  | PC 4806J | 380275 001
| W840151 |  | PM - Centrifugal Pump, over 1 H.P. | 1 | Year | 2016-05-01
612-DWBP-022 | Domestic Water Booster Pump P22 |  |  | 612-00100.00 |  | 1
|  |  | PC 2507 | 380276 001
| W840151 |  | PM - Centrifugal Pump, over 1 H.P. | 1 | Year | 2016-05-01
612-DWBP-023 | Domestic Water Booster Pump P23 |  |  | 612-00100.00 |  | 1
|  |  | PC 2507 | 380276 002
| W840151 |  | PM - Centrifugal Pump, over 1 H.P. | 1 | Year | 2016-05-01
612-DWBP-024 | Domestic Water Booster Pump P24 |  |  | 612-00100.00 |  | 1
|  |  | PC 2507 | 380277 001
| W840151 |  | PM - Centrifugal Pump, over 1 H.P. | 1 | Year | 2016-05-01
612-DWBP-025 | Domestic Water Booster Pump P25 |  |  | 612-00100.00 |  | 1
380277 002
| W840151 |  | PM - Centrifugal Pump, over 1 H.P. | 1 | Year | 2016-05-01
629-DWBP-001 | Domestic Water Booster Pump 1 |  |  |  |  | 1
| Allis-Chalmers |  | 52-118-823-001 | 881-62693-01-1
| W840151 |  | PM - Centrifugal Pump, over 1 H.P. | 1 | Year | 2016-04-01
629-DWBP-002 | Domestic Water Booster Pump 2 |  |  |  |  | 1
| Allis-Chalmers |  | 52-118-823-001 | 881-62693-01-2
| W840151 |  | PM - Centrifugal Pump, over 1 H.P. | 1 | Year | 2016-04-01
992-DWBP-001 | Domestic Cold Water Booster Pump |  |  | 992-G-26 |  | 1
| Canariis |  | TE 375-34 | 00-0468
Total | [5 empty] | 85
Water Softner System
003-WSS-001 | Water Softener 1 |  |  | 003-00195.00 |  | 1
| W853851 |  | PM - Water Softener | 3 | Month | 2016-08-01
005-WSS-001 | Steam Still |  |  | 005-04021.00 |  | 1
005-WSS-002** | Temporary RO System (Abandoned/Not Used) |  |  | 005-04021.00 |  | 1
006-WSS-001 | Steam Still |  |  | 006-00004.00 |  | 1
007-WSS-002 | Water Softener System |  |  | 007-00000.62 |  | 1
|  |  | FSE-120-2 | 1453
038-WSS-001 | Water Softener System |  |  | 038-00425.00 |  | 1
|  |  | FSE-30-1 | 1493
067-WSS-001 | Water Softener System |  |  | 067-00195.00 |  | 1
|  |  | FSE-30-1 | 1470
080-WSS-001 | Water Softener System |  |  | 080-00195.00 |  | 1
|  |  | FSE.30.1 | 1467
089-WSS-001 | Water Softner System |  |  | 089-06135.00 |  | 1
Series 163 31CXC.
| W853851 |  | PM - Water Softener | 3 | Month | 2016-08-01
090-WSS-001 | Water Softener System |  |  | 090-04195.00 |  | 1
|  |  | FSE-60-1 | 1468
| W853851 |  | PM - Water Softener | 3 | Month | 2016-09-01
136-WSS-001 | Water Softner System |  |  | 136-00010.00 |  | 1
166-WSS-001 | Water Softener System |  |  | 166-03195.00 |  | 1
FSE-60-1
193-WSS-001 | Water Softening System |  |  | 193-BOILER RM |  | 1
| W853851 |  | PM - Water Softener | 3 | Month | 2016-08-01
510-WSS-001 | Water Softener 1 |  |  | 510-00195.00 |  | 1
612-WSS-001 | Water Softner System |  |  | 612-PH |  | 1
| Continental Water Systems El Paso |  | 3216 | S557-P
| W853851 |  | PM - Water Softener | 3 | Month | 2016-09-19
629-WSS-001 | Water Softener System |  |  | 629-01195.00 |  | 1
SSE-90-1-1/2
| W853851 |  | PM - Water Softener | 3 | Month | 2016-09-01
637-WSS-001 | Reverse Osmosis System |  |  | 637-6FL MECH |  | 1
US Filter
Total | [5 empty] | 17
Waterfall Pump
130-WFP-001 | Waterfall Pump 1 |  |  | 130-01329.00 |  | 1
130-WFP-002 | Waterfall Pump 2 |  |  | 130-01329.00 |  | 1
130-WFP-003 | Waterfall Filter Pump |  |  | 130-01329.00 |  | 1
155-WFP-001 | Water Fountain Pump |  |  | 155-BSMNT 1 |  | 1
| Harman |  | 1MP 6-7/8 10/74 | 17641R36061
| W840151 |  | PM - Centrifugal Pump, over 1 H.P. | 1 | Year | 2016-06-01
Total | [5 empty] | 4